## Contents
No. | Description |  | No. | Description
Table 1 | Forecast total gas demand for winter 2023/24, and weather corrected actual demand for 2022/23 |  | Figure 1 | Winter power station daily demands. Number of days’ demand for electricity at 10 mcm/d intervals
Table 2 | Observed daily max, min, average supplies in winter 2022/23 & max capability |  | Figure 2 | Highest demand, Max observed & Max Capability
Table 3 | Peak day supply margin for winters 2022/23 & 2023/24 |  | Figure 3 | Peak day supply margin & cold day demand for winter 2023/24
Table 3 | Actual and projected supply ranges for winter 2021/22 and winter 2022/23. |  | Figure 4 | Daily Norwegian continental shelf daily flows
Table 4 | European Demand and flexible supply under average, cold and supply loss conditions |  | Figure 5 | Global Gas Prices
Table 5 | Scenarios |  | Figure 6 | LNG Imports to GB during winter months
Table 6 | Total winter demand in scenario 1. |  | Figure 7 | Storage stock levels including Rough
Table 7 | Total winter supply and utilisation of peak capability in scenario 1 |  | Figure 8 | Storage deliverability
Table 8 | Total winter demand in scenario 2. |  | Figure 9 | Storage injection and withdrawal levels over the last year
Table 9 | Total winter supply and utilisation of peak capability in scenario 2 |  | Figure 10 | European Storage stocks (21/22 & 22/23)
Table 9 | GB Storage stock levels for scenario 3. |  | Figure 11 | Northwest Europe regassification capacity build (bcm/yr)
|  |  | Figure 12 | Russian pipeline volumes
|  |  | Figure 13 | NBP TTF Price Spreads Winter (Positive NBP higher, Negative TTF higher
|  |  | Figure 14 | Continental Europe export levels for 2020/21 and 2021/22
|  |  | Figure 15 | European Storage under average, winter and supply loss conditions
|  |  | Figure 16 | NTS demand range for the last 12 winters with the three scenarios highlighted
|  |  | Figure 17 | Scenario 1 supply and Peak Day capability.
|  |  | Figure 18 | Scenario 2 supply and Peak Day capability.
|  |  | Figure 19a | Cold snap supplies with 75% full storage
|  |  | Figure 19b | Cold snap supplies with 25% full storage
|  |  | Figure 20 | Min, Max Avg Demand by source
|  |  | Figure 21 | Min, Max Avg Supply by source
|  |  | Figure 22 | The normal distribution of temperature (expressed as CWV) in the UK from 1992 to 2022
z

## Table 1
Table 1 | Forecast total gas demand for winter 2023/24, and weather corrected actual demand for 2022/23​
[7 empty] | CV (MJ/M3) | 39.6
|  | Winter demand (BCM) | 2022/23 Actual Demand (Weather Corrected) | 2023/24 Forecast demand | Change | % change | mcm/ to GWh/d | 11
|  | Non-Daily Metered (NDM) | 25.9 | 27.9 | 2 | 7.7 | bcm to GWh | 11000
|  | Daily Metered (DM) | 3.8 | 3.5 | -0.3 | -7.9
|  | NTS Industrial | 0.5 | 0.7 | 0.2 | 40
|  | Power generation | 9.3 | 7.8 | -1.5 | -16.1
|  | GB Total | 39.5 | 39.9 | 0.4 | 1
|  | Ireland exports | 3 | 3.7 | 0.7 | 23.3
|  | Interconnector exports (EU) | 7.6 | 3.2 | -4.4 | -57.9
|  | Total NTS Demand | 50.1 | 46.8 | -3.3 | -6.6
|  | Winter demand (GWh) | 2022/23 Actual Demand (Weather Corrected) | 2023/24 Forecast demand | Change | % change
|  | Non-Daily Metered (NDM) | 284900 | 306900 | 22000 | 7.7
|  | Daily Metered (DM) | 41800 | 38500 | -3300 | -7.9
|  | NTS Industrial | 5500 | 7700 | 2200 | 40
|  | Power generation | 102300 | 85800 | -16500 | -16.1
|  | GB Total | 434500 | 438900 | 4400 | 1
|  | Ireland exports | 33000 | 40700 | 7700 | 23.3
|  | Interconnector exports (EU) | 83600 | 35200 | -48400 | -57.9
|  | Total NTS Demand | 551100 | 514800 | -36300 | -6.6

## Figure 1
Figure 1: Winter power station daily demands. Number of days’ demand for electricity at 10 mcm/d intervals (a GWh version of this chart will also be included)
Winter Powerstation daily demands. Number of Days demand for electricity at 10mcm/d intervals
| Winter | 0 | 10 | 20 | 30 | 40 | 50 | 60 | 70 | 80 | 90
| 2019/2020 |  |  | 21 | 42 | 29 | 40 | 22 | 23 | 6
| Winter | 0 | 10 | 20 | 30 | 40 | 50 | 60 | 70 | 80 | 90
| 2020/2021 |  | 3 | 19 | 31 | 26 | 32 | 33 | 28 | 10
| Winter | 0 | 10 | 20 | 30 | 40 | 50 | 60 | 70 | 80 | 90
| 2021/2022 |  | 10 | 19 | 32 | 33 | 29 | 34 | 13 | 12
| Winter | 0 | 10 | 20 | 30 | 40 | 50 | 60 | 70 | 80 | 90
| 2022/2023 | 1 | 23 | 24 | 21 | 25 | 27 | 20 | 21 | 16 | 4

## Table 2
Table 2: Observed daily max, min, average supplies in winter 2022/23 & max capability
|  | Observed daily values in winter 2022/23 (mcm/d) |  |  | Max capability (mcm/d)
|  | Max | Min | Average
| UKCS | 119 | 80.1 | 103 | 117
| NCS | 113 | 46.3 | 79.1 | 141
| LNG | 137 | 27.9 | 86.4 | 150
| EU Imports | 7.8 | 0 | 0.3 | 125
| GB Storage | 74 | 0 | 17.6 | 124
|  | Observed daily values in winter 2022/23 (GWh) |  |  | Max capability GWh)
|  | Max | Min | Average
| UKCS | 1309 | 881.1 | 1133 | 1287
| NCS | 1243 | 509.3 | 870.1 | 1551
| LNG | 1507 | 306.9 | 950.4 | 1650
| EU Imports | 85.8 | 0 | 3.3 | 1375
| GB Storage | 814 | 0 | 193.6 | 1364

## Figure 2
Figure 2: Highest demand, Max observed & Max Capability
|  | 22/23 highest demand day | 22/23 max observed | Max capability
| UKCS | 107 | 119 | 117
| NCS | 107 | 113 | 141
| LNG | 137 | 137 | 150
| EU Imports | 0.6 | 7.8 | 125
| GB Storage | 67 | 74 | 124

## Table 3
Table 3: Peak day supply margin for winters 2022/23 & 2023/24
| Forecast (mcm/d) | 2022/23 | 2023/24 | 11
| 1-in-20 peak demand | 483 | 462
| 1-in-20 non-storage supply | 488 | 497
| 1-in-20 storage supply | 117 | 124
| Total 1-in-20 supply | 605 | 621
| 1-in-20 margin | 122 | 159
| Forecast (GWh) | 2022/23 | 2023/24
| 1-in-20 peak demand | 5313 | 5082
| 1-in-20 non-storage supply | 5368 | 5467
| 1-in-20 storage supply | 1287 | 1364
| Total 1-in-20 supply | 6655 | 6831
| 1-in-20 margin | 1342 | 1749

## Figure 3
Figure 3: Peak day supply margin & cold day demand for winter 2023/24
|  | UKCS | Norway | LNG | INT | GB Storage | NDM | DM exc. generation | Electricity generation | Ireland | Shrinkage | Totals
| Peak supply | 117 | 141 | 150 | 89 | 124 | [5 empty] | 621
| Peak Supply (Largest Loss) | 117 | 141 | 78 | 89 | 124 | [5 empty] | 549
| Peak demand* | [5 empty] | 316.8279 | 31.1538 | 81.7296 | 30.3455 | 1.4896 | 461.5464
| Cold day demand | [5 empty] | 297.1631 | 28.8343 | 49.259 | 27.0072 | 1.4896 | 403.7533
UPDATE
Margin - 166 mcm/d

## Figure 4
Figure 4: Daily Norwegian continental shelf daily flows.
| Gas day | NCS supply to Europe | NCS supply to GB | NCS capability to EU
| 2022-10-01 | 243.2 | 80.4 | 250
| 2022-10-02 | 250.5 | 81.5
| 2022-10-03 | 249.8 | 81.6
| 2022-10-04 | 249.4 | 74.1
| 2022-10-05 | 250.3 | 74.9
| 2022-10-06 | 251.1 | 79
| 2022-10-07 | 251.21 | 71.79
| 2022-10-08 | 251 | 65.2
| 2022-10-09 | 251.39 | 74.5
| 2022-10-10 | 251.4 | 74.3
| 2022-10-11 | 249.1 | 75.9
| 2022-10-12 | 246.4 | 72.8
| 2022-10-13 | 251.8 | 65.5
| 2022-10-14 | 252.3 | 71.2
| 2022-10-15 | 251.3 | 76.9
| 2022-10-16 | 250.6 | 85.2
| 2022-10-17 | 250 | 71.6
| 2022-10-18 | 250.2 | 56.1
| 2022-10-19 | 246.8 | 62.9
| 2022-10-20 | 245.59 | 73.8
| 2022-10-21 | 245.7 | 75.6
| 2022-10-22 | 245.6 | 78.1
| 2022-10-23 | 245.6 | 78.1
| 2022-10-24 | 246.49 | 79.4
| 2022-10-25 | 247.3 | 68.7
| 2022-10-26 | 247.51 | 67.09
| 2022-10-27 | 247.29 | 56.1
| 2022-10-28 | 238.41 | 51.89
| 2022-10-29 | 235 | 58.6
| 2022-10-30 | 242.1 | 75.9
| 2022-10-31 | 247.6 | 60.2
| 2022-11-01 | 242.6 | 61.5
| 2022-11-02 | 252.2 | 64.4
| 2022-11-03 | 244.99 | 72.4
| 2022-11-04 | 251.1 | 70.6
| 2022-11-05 | 253.89 | 62
| 2022-11-06 | 253.9 | 59.6
| 2022-11-07 | 254 | 58.39
| 2022-11-08 | 253.4 | 60.9
| 2022-11-09 | 255.4 | 56.3
| 2022-11-10 | 252.4 | 61.7
| 2022-11-11 | 251.6 | 63
| 2022-11-12 | 247.6 | 67.7
| 2022-11-13 | 250.1 | 66
| 2022-11-14 | 245 | 50.5
| 2022-11-15 | 244.1 | 53.7
| 2022-11-16 | 247.51 | 54.09
| 2022-11-17 | 245.51 | 55.59
| 2022-11-18 | 250.2 | 67
| 2022-11-19 | 251.9 | 65.9
| 2022-11-20 | 250.2 | 64.1
| 2022-11-21 | 253.1 | 74.4
| 2022-11-22 | 252.5 | 77.1
| 2022-11-23 | 249.41 | 85.59
| 2022-11-24 | 245.5 | 73.1
| 2022-11-25 | 250.4 | 86.9
| 2022-11-26 | 252.2 | 86.6
| 2022-11-27 | 251.6 | 86.2
| 2022-11-28 | 240.4 | 83.3
| 2022-11-29 | 221.81 | 95.58
| 2022-11-30 | 224.2 | 101.69
| 2022-12-01 | 222.9 | 92.49
| 2022-12-02 | 233.1 | 101.8
| 2022-12-03 | 232.7 | 98.2
| 2022-12-04 | 232.31 | 107.89
| 2022-12-05 | 230.9 | 104.8
| 2022-12-06 | 220.8 | 113.9
| 2022-12-07 | 214.69 | 102.7
| 2022-12-08 | 218.5 | 98.5
| 2022-12-09 | 225.01 | 100.59
| 2022-12-10 | 228.7 | 105.1
| 2022-12-11 | 225.8 | 99.4
| 2022-12-12 | 235.7 | 99.1
| 2022-12-13 | 224.3 | 109.2
| 2022-12-14 | 228.8 | 103.3
| 2022-12-15 | 226.9 | 107.5
| 2022-12-16 | 240.4 | 94.8
| 2022-12-17 | 243.4 | 89.3
| 2022-12-18 | 248.3 | 83.8
| 2022-12-19 | 248.7 | 82.3
| 2022-12-20 | 246.3 | 72.2
| 2022-12-21 | 251.1 | 85.2
| 2022-12-22 | 242.21 | 93.89
| 2022-12-23 | 251.71 | 75.39
| 2022-12-24 | 249.3 | 87.7
| 2022-12-25 | 253.8 | 83.3
| 2022-12-26 | 251.3 | 83.7
| 2022-12-27 | 251 | 85.3
| 2022-12-28 | 255.8 | 81.6
| 2022-12-29 | 255.2 | 78.9
| 2022-12-30 | 252.1 | 84.6
| 2022-12-31 | 245.61 | 91.99
| 2023-01-01 | 245 | 93.6
| 2023-01-02 | 242.4 | 96.5
| 2023-01-03 | 252.2 | 85.3
| 2023-01-04 | 248 | 84
| 2023-01-05 | 252 | 88.2
| 2023-01-06 | 259 | 82.3
| 2023-01-07 | 251.6 | 86.5
| 2023-01-08 | 250.81 | 87.79
| 2023-01-09 | 253 | 90.1
| 2023-01-10 | 255 | 87.1
| 2023-01-11 | 258.21 | 81.79
| 2023-01-12 | 257.9 | 80.8
| 2023-01-13 | 254.2 | 83.6
| 2023-01-14 | 246.5 | 88.8
| 2023-01-15 | 242.8 | 91.6
| 2023-01-16 | 241.4 | 93.6
| 2023-01-17 | 247.8 | 82.5
| 2023-01-18 | 241.6 | 83.6
| 2023-01-19 | 242.69 | 74.7
| 2023-01-20 | 237.1 | 82.6
| 2023-01-21 | 243.09 | 78.8
| 2023-01-22 | 236.4 | 74.4
| 2023-01-23 | 227.4 | 77.7
| 2023-01-24 | 241.1 | 78.1
| 2023-01-25 | 243 | 94.7
| 2023-01-26 | 231.7 | 81.9
| 2023-01-27 | 225.9 | 66.9
| 2023-01-28 | 233.7 | 68.6
| 2023-01-29 | 236.5 | 82.3
| 2023-01-30 | 240.7 | 70.9
| 2023-01-31 | 250.2 | 71.6
| 2023-02-01 | 243.3 | 76.5
| 2023-02-02 | 249.5 | 77.5
| 2023-02-03 | 253.01 | 82.89
| 2023-02-04 | 248.21 | 84.89
| 2023-02-05 | 243.81 | 86.19
| 2023-02-06 | 245.3 | 84.3
| 2023-02-07 | 247.71 | 83.09
| 2023-02-08 | 248.21 | 81.59
| 2023-02-09 | 252.6 | 80.3
| 2023-02-10 | 228.09 | 46.3
| 2023-02-11 | 245.5 | 75.6
| 2023-02-12 | 254.2 | 80.8
| 2023-02-13 | 254.21 | 84.29
| 2023-02-14 | 253 | 80.5
| 2023-02-15 | 253.9 | 79.5
| 2023-02-16 | 247.6 | 80.7
| 2023-02-17 | 251.7 | 61.9
| 2023-02-18 | 244.81 | 66.29
| 2023-02-19 | 252.79 | 65.1
| 2023-02-20 | 258.21 | 84.29
| 2023-02-21 | 247.81 | 89.69
| 2023-02-22 | 242.7 | 97.4
| 2023-02-23 | 241.1 | 85
| 2023-02-24 | 245.3 | 87.4
| 2023-02-25 | 251 | 85.9
| 2023-02-26 | 250.8 | 83.8
| 2023-02-27 | 251.8 | 87.1
| 2023-02-28 | 249.5 | 91.4
| 2023-03-01 | 246.9 | 95.2
| 2023-03-02 | 251.5 | 91.4
| 2023-03-03 | 246.41 | 91.19
| 2023-03-04 | 251.4 | 83.5
| 2023-03-05 | 250.61 | 85.19
| 2023-03-06 | 253.1 | 81.1
| 2023-03-07 | 250.3 | 61.5
| 2023-03-08 | 241.7 | 77.6
| 2023-03-09 | 241.3 | 76.2
| 2023-03-10 | 246.5 | 67.6
| 2023-03-11 | 250.7 | 78.9
| 2023-03-12 | 256.2 | 76.4
| 2023-03-13 | 254.1 | 77.9
| 2023-03-14 | 248.3 | 75.4
| 2023-03-15 | 252.4 | 73.8
| 2023-03-16 | 247.7 | 78.5
| 2023-03-17 | 242.2 | 82.8
| 2023-03-18 | 256.99 | 69.4
| 2023-03-19 | 243.5 | 78.8
| 2023-03-20 | 248.5 | 83.5
| 2023-03-21 | 257.9 | 75.9
| 2023-03-22 | 259.1 | 74.6
| 2023-03-23 | 251 | 70.2
| 2023-03-24 | 255.8 | 72
| 2023-03-25 | 246.6 | 66.9
| 2023-03-26 | 254 | 69.7
| 2023-03-27 | 256.1 | 71.5
| 2023-03-28 | 255.6 | 76.2
| 2023-03-29 | 256.6 | 81.5
| 2023-03-30 | 258.3 | 80.3
| 2023-03-31 | 258.7 | 83.9 | 250

## Figure 5
Figure 5 - Global Gas Prices (p/th equivalent
Source: Argus (Historical) / ICE & CME (Forwards)

## Figure 6
Figure 6: LNG Imports to GB during winter months (bcm)
| Win 20/21 | Win 21/22 | Win 22/23 | Win 23/24
| 9.12 | 11.51 | 15.74 | 11.6
Source: Wood Mackenzie Q3 Short Term Outlook

## Figure 7
Figure 7 - Storage stock levels including Rough
Gas Year | GAS_DAY | Stock (mcm) | Day (plot) | Sum of Stock (mcm) | Column Labels
2017/2018 | 2017-10-01 | 2473 | 2017-10-01 | Row Labels | 2017/2018 | 2018/2019 | 2019/2020 | 2020/2021 | 2021/2022 | 2022/2023 | Grand Total
2017/2018 | 2017-10-02 | 2549 | 2017-10-02 | 2017-10-01 | 2473 | 1747 | 2459 | 1952 | 2245 | 2424 | 13300
2017/2018 | 2017-10-03 | 2583 | 2017-10-03 | 2017-10-02 | 2549 | 1808 | 2471 | 1946 | 2294 | 2533 | 13601
2017/2018 | 2017-10-04 | 2700 | 2017-10-04 | 2017-10-03 | 2583 | 1830 | 2477 | 1936 | 2245 | 2607 | 13678
2017/2018 | 2017-10-05 | 2764 | 2017-10-05 | 2017-10-04 | 2700 | 1824 | 2382 | 1962 | 2262 | 2642 | 13772
2017/2018 | 2017-10-06 | 2773 | 2017-10-06 | 2017-10-05 | 2764 | 1818 | 2316 | 1994 | 2290 | 2599 | 13781
2017/2018 | 2017-10-07 | 2782 | 2017-10-07 | 2017-10-06 | 2773 | 1806 | 2503 | 1975 | 2304 | 2577 | 13938
2017/2018 | 2017-10-08 | 2799 | 2017-10-08 | 2017-10-07 | 2782 | 1792 | 2496 | 1986 | 2438 | 2561 | 14055
2017/2018 | 2017-10-09 | 2800 | 2017-10-09 | 2017-10-08 | 2799 | 1789 | 2481 | 1989 | 2428 | 2517 | 14003
2017/2018 | 2017-10-10 | 2903 | 2017-10-10 | 2017-10-09 | 2800 | 1886 | 2536 | 2056 | 2417 | 2573 | 14268
2017/2018 | 2017-10-11 | 2865 | 2017-10-11 | 2017-10-10 | 2903 | 1876 | 2473 | 2093 | 2418 | 2665 | 14428
2017/2018 | 2017-10-12 | 2814 | 2017-10-12 | 2017-10-11 | 2865 | 1885 | 2427 | 2211 | 2425 | 2783 | 14596
2017/2018 | 2017-10-13 | 2785 | 2017-10-13 | 2017-10-12 | 2814 | 1901 | 2394 | 2225 | 2394 | 2737 | 14465
2017/2018 | 2017-10-14 | 2778 | 2017-10-14 | 2017-10-13 | 2785 | 1921 | 2565 | 2191 | 2354 | 2642 | 14458
2017/2018 | 2017-10-15 | 2812 | 2017-10-15 | 2017-10-14 | 2778 | 1972 | 2615 | 2160 | 2346 | 2562 | 14433
2017/2018 | 2017-10-16 | 2845 | 2017-10-16 | 2017-10-15 | 2812 | 1984 | 2549 | 2129 | 2479 | 2614 | 14567
2017/2018 | 2017-10-17 | 2995 | 2017-10-17 | 2017-10-16 | 2845 | 2027 | 2571 | 2073 | 2435 | 2727 | 14678
2017/2018 | 2017-10-18 | 2975 | 2017-10-18 | 2017-10-17 | 2995 | 2133 | 2615 | 2017 | 2407 | 2717 | 14884
2017/2018 | 2017-10-19 | 2933 | 2017-10-19 | 2017-10-18 | 2975 | 2176 | 2715 | 2001 | 2441 | 2729 | 15037
2017/2018 | 2017-10-20 | 2923 | 2017-10-20 | 2017-10-19 | 2933 | 2272 | 2632 | 2113 | 2481 | 2770 | 15201
2017/2018 | 2017-10-21 | 2894 | 2017-10-21 | 2017-10-20 | 2923 | 2301 | 2713 | 2098 | 2482 | 2710 | 15227
2017/2018 | 2017-10-22 | 2906 | 2017-10-22 | 2017-10-21 | 2894 | 2424 | 2750 | 2097 | 2492 | 2725 | 15382
2017/2018 | 2017-10-23 | 2939 | 2017-10-23 | 2017-10-22 | 2906 | 2559 | 2755 | 2089 | 2562 | 2804 | 15675
2017/2018 | 2017-10-24 | 3039 | 2017-10-24 | 2017-10-23 | 2939 | 2556 | 2680 | 2077 | 2508 | 2815 | 15575
2017/2018 | 2017-10-25 | 3008 | 2017-10-25 | 2017-10-24 | 3039 | 2546 | 2731 | 2086 | 2472 | 2916 | 15790
2017/2018 | 2017-10-26 | 3064 | 2017-10-26 | 2017-10-25 | 3008 | 2511 | 2652 | 2233 | 2463 | 3008 | 15875
2017/2018 | 2017-10-27 | 3119 | 2017-10-27 | 2017-10-26 | 3064 | 2479 | 2593 | 2237 | 2563 | 2894 | 15830
2017/2018 | 2017-10-28 | 3133 | 2017-10-28 | 2017-10-27 | 3119 | 2444 | 2678 | 2214 | 2530 | 2849 | 15834
2017/2018 | 2017-10-29 | 3135 | 2017-10-29 | 2017-10-28 | 3133 | 2417 | 2680 | 2250 | 2495 | 2867 | 15842
2017/2018 | 2017-10-30 | 3123 | 2017-10-30 | 2017-10-29 | 3135 | 2470 | 2589 | 2210 | 2465 | 2909 | 15778
2017/2018 | 2017-10-31 | 3053 | 2017-10-31 | 2017-10-30 | 3123 | 2383 | 2555 | 2232 | 2533 | 2889 | 15715
2017/2018 | 2017-11-01 | 3021 | 2017-11-01 | 2017-10-31 | 3053 | 2274 | 2441 | 2293 | 2533 | 2974 | 15568
2017/2018 | 2017-11-02 | 3007 | 2017-11-02 | 2017-11-01 | 3021 | 2377 | 2380 | 2315 | 2590 | 2904 | 15587
2017/2018 | 2017-11-03 | 2994 | 2017-11-03 | 2017-11-02 | 3007 | 2303 | 2448 | 2319 | 2560 | 2885 | 15522
2017/2018 | 2017-11-04 | 2970 | 2017-11-04 | 2017-11-03 | 2994 | 2250 | 2431 | 2294 | 2496 | 2937 | 15402
2017/2018 | 2017-11-05 | 3006 | 2017-11-05 | 2017-11-04 | 2970 | 2253 | 2404 | 2319 | 2585 | 2842 | 15373
2017/2018 | 2017-11-06 | 3095 | 2017-11-06 | 2017-11-05 | 3006 | 2245 | 2431 | 2447 | 2523 | 2811 | 15463
2017/2018 | 2017-11-07 | 3022 | 2017-11-07 | 2017-11-06 | 3095 | 2214 | 2485 | 2375 | 2580 | 2773 | 15522
2017/2018 | 2017-11-08 | 2975 | 2017-11-08 | 2017-11-07 | 3022 | 2266 | 2490 | 2293 | 2653 | 2844 | 15568
2017/2018 | 2017-11-09 | 2941 | 2017-11-09 | 2017-11-08 | 2975 | 2267 | 2607 | 2417 | 2628 | 2797 | 15691
2017/2018 | 2017-11-10 | 2911 | 2017-11-10 | 2017-11-09 | 2941 | 2311 | 2684 | 2400 | 2584 | 2827 | 15747
2017/2018 | 2017-11-11 | 2901 | 2017-11-11 | 2017-11-10 | 2911 | 2277 | 2711 | 2354 | 2546 | 2726 | 15525
2017/2018 | 2017-11-12 | 2896 | 2017-11-12 | 2017-11-11 | 2901 | 2297 | 2741 | 2318 | 2476 | 2745 | 15478
2017/2018 | 2017-11-13 | 2890 | 2017-11-13 | 2017-11-12 | 2896 | 2351 | 2639 | 2283 | 2407 | 2723 | 15299
2017/2018 | 2017-11-14 | 2840 | 2017-11-14 | 2017-11-13 | 2890 | 2319 | 2527 | 2374 | 2356 | 2719 | 15185
2017/2018 | 2017-11-15 | 2810 | 2017-11-15 | 2017-11-14 | 2840 | 2437 | 2584 | 2405 | 2469 | 2758 | 15493
2017/2018 | 2017-11-16 | 2795 | 2017-11-16 | 2017-11-15 | 2810 | 2483 | 2453 | 2413 | 2534 | 2788 | 15481
2017/2018 | 2017-11-17 | 2773 | 2017-11-17 | 2017-11-16 | 2795 | 2467 | 2432 | 2415 | 2555 | 2789 | 15453
2017/2018 | 2017-11-18 | 2731 | 2017-11-18 | 2017-11-17 | 2773 | 2451 | 2381 | 2380 | 2549 | 2798 | 15332
2017/2018 | 2017-11-19 | 2712 | 2017-11-19 | 2017-11-18 | 2731 | 2441 | 2486 | 2372 | 2662 | 2785 | 15477
2017/2018 | 2017-11-20 | 2680 | 2017-11-20 | 2017-11-19 | 2712 | 2501 | 2353 | 2383 | 2632 | 2776 | 15357
2017/2018 | 2017-11-21 | 2642 | 2017-11-21 | 2017-11-20 | 2680 | 2466 | 2296 | 2391 | 2685 | 2860 | 15378
2017/2018 | 2017-11-22 | 2629 | 2017-11-22 | 2017-11-21 | 2642 | 2382 | 2260 | 2444 | 2699 | 2881 | 15308
2017/2018 | 2017-11-23 | 2616 | 2017-11-23 | 2017-11-22 | 2629 | 2287 | 2127 | 2400 | 2834 | 2941 | 15218
2017/2018 | 2017-11-24 | 2606 | 2017-11-24 | 2017-11-23 | 2616 | 2304 | 2172 | 2444 | 2755 | 2850 | 15141
2017/2018 | 2017-11-25 | 2589 | 2017-11-25 | 2017-11-24 | 2606 | 2376 | 2287 | 2359 | 2672 | 2874 | 15174
2017/2018 | 2017-11-26 | 2660 | 2017-11-26 | 2017-11-25 | 2589 | 2307 | 2346 | 2314 | 2718 | 2792 | 15066
2017/2018 | 2017-11-27 | 2643 | 2017-11-27 | 2017-11-26 | 2660 | 2355 | 2405 | 2331 | 2731 | 2933 | 15415
2017/2018 | 2017-11-28 | 2622 | 2017-11-28 | 2017-11-27 | 2643 | 2335 | 2399 | 2333 | 2673 | 2999 | 15382
2017/2018 | 2017-11-29 | 2572 | 2017-11-29 | 2017-11-28 | 2622 | 2255 | 2351 | 2362 | 2672 | 3040 | 15302
2017/2018 | 2017-11-30 | 2515 | 2017-11-30 | 2017-11-29 | 2572 | 2278 | 2391 | 2415 | 2566 | 2932 | 15154
2017/2018 | 2017-12-01 | 2454 | 2017-12-01 | 2017-11-30 | 2515 | 2244 | 2308 | 2545 | 2446 | 2797 | 14855
2017/2018 | 2017-12-02 | 2384 | 2017-12-02 | 2017-12-01 | 2454 | 2286 | 2223 | 2502 | 2560 | 2941 | 14966
2017/2018 | 2017-12-03 | 2370 | 2017-12-03 | 2017-12-02 | 2384 | 2302 | 2297 | 2422 | 2529 | 2894 | 14828
2017/2018 | 2017-12-04 | 2379 | 2017-12-04 | 2017-12-03 | 2370 | 2359 | 2253 | 2449 | 2512 | 2860 | 14803
2017/2018 | 2017-12-05 | 2377 | 2017-12-05 | 2017-12-04 | 2379 | 2259 | 2193 | 2453 | 2436 | 2941 | 14661
2017/2018 | 2017-12-06 | 2518 | 2017-12-06 | 2017-12-05 | 2377 | 2188 | 2173 | 2390 | 2386 | 2918 | 14432
2017/2018 | 2017-12-07 | 2526 | 2017-12-07 | 2017-12-06 | 2518 | 2212 | 2147 | 2329 | 2444 | 2860 | 14510
2017/2018 | 2017-12-08 | 2504 | 2017-12-08 | 2017-12-07 | 2526 | 2199 | 2045 | 2246 | 2453 | 2847 | 14316
2017/2018 | 2017-12-09 | 2465 | 2017-12-09 | 2017-12-08 | 2504 | 2281 | 1978 | 2222 | 2337 | 2904 | 14226
2017/2018 | 2017-12-10 | 2408 | 2017-12-10 | 2017-12-09 | 2465 | 2266 | 1963 | 2268 | 2243 | 2824 | 14029
2017/2018 | 2017-12-11 | 2344 | 2017-12-11 | 2017-12-10 | 2408 | 2333 | 1928 | 2293 | 2256 | 2773 | 13991
2017/2018 | 2017-12-12 | 2235 | 2017-12-12 | 2017-12-11 | 2344 | 2387 | 1925 | 2208 | 2150 | 2695 | 13709
2017/2018 | 2017-12-13 | 2121 | 2017-12-13 | 2017-12-12 | 2235 | 2313 | 1894 | 2135 | 2227 | 2737 | 13541
2017/2018 | 2017-12-14 | 2092 | 2017-12-14 | 2017-12-13 | 2121 | 2321 | 1936 | 2067 | 2237 | 2651 | 13333
2017/2018 | 2017-12-15 | 2122 | 2017-12-15 | 2017-12-14 | 2092 | 2226 | 1964 | 2105 | 2253 | 2523 | 13163
2017/2018 | 2017-12-16 | 2067 | 2017-12-16 | 2017-12-15 | 2122 | 2239 | 1899 | 2090 | 2350 | 2475 | 13175
2017/2018 | 2017-12-17 | 2004 | 2017-12-17 | 2017-12-16 | 2067 | 2180 | 1811 | 2057 | 2454 | 2428 | 12997
2017/2018 | 2017-12-18 | 1968 | 2017-12-18 | 2017-12-17 | 2004 | 2129 | 1806 | 2087 | 2476 | 2416 | 12918
2017/2018 | 2017-12-19 | 1900 | 2017-12-19 | 2017-12-18 | 1968 | 2123 | 1809 | 2103 | 2434 | 2366 | 12803
2017/2018 | 2017-12-20 | 1852 | 2017-12-20 | 2017-12-19 | 1900 | 2104 | 1912 | 2242 | 2467 | 2382 | 13007
2017/2018 | 2017-12-21 | 1818 | 2017-12-21 | 2017-12-20 | 1852 | 2060 | 1953 | 2182 | 2383 | 2305 | 12735
2017/2018 | 2017-12-22 | 1814 | 2017-12-22 | 2017-12-21 | 1818 | 2020 | 1996 | 2248 | 2274 | 2316 | 12672
2017/2018 | 2017-12-23 | 1828 | 2017-12-23 | 2017-12-22 | 1814 | 2006 | 2108 | 2276 | 2284 | 2429 | 12917
2017/2018 | 2017-12-24 | 1869 | 2017-12-24 | 2017-12-23 | 1828 | 2096 | 2203 | 2318 | 2174 | 2554 | 13173
2017/2018 | 2017-12-25 | 1954 | 2017-12-25 | 2017-12-24 | 1869 | 2096 | 2157 | 2351 | 2202 | 2593 | 13268
2017/2018 | 2017-12-26 | 2041 | 2017-12-26 | 2017-12-25 | 1954 | 2185 | 2317 | 2400 | 2168 | 2638 | 13662
2017/2018 | 2017-12-27 | 2058 | 2017-12-27 | 2017-12-26 | 2041 | 2273 | 2352 | 2464 | 2146 | 2643 | 13919
2017/2018 | 2017-12-28 | 2036 | 2017-12-28 | 2017-12-27 | 2058 | 2274 | 2378 | 2451 | 2210 | 2680 | 14051
2017/2018 | 2017-12-29 | 1998 | 2017-12-29 | 2017-12-28 | 2036 | 2247 | 2427 | 2463 | 2206 | 2716 | 14095
2017/2018 | 2017-12-30 | 2095 | 2017-12-30 | 2017-12-29 | 1998 | 2224 | 2501 | 2453 | 2283 | 2671 | 14130
2017/2018 | 2017-12-31 | 2133 | 2017-12-31 | 2017-12-30 | 2095 | 2346 | 2459 | 2400 | 2231 | 2619 | 14150
2017/2018 | 2018-01-01 | 2169 | 2018-01-01 | 2017-12-31 | 2133 | 2458 | 2380 | 2396 | 2214 | 2592 | 14173
2017/2018 | 2018-01-02 | 2197 | 2018-01-02 | 2018-01-01 | 2169 | 2446 | 2499 | 2334 | 2185 | 2726 | 14359
2017/2018 | 2018-01-03 | 2221 | 2018-01-03 | 2018-01-02 | 2197 | 2430 | 2560 | 2369 | 2161 | 2758 | 14475
2017/2018 | 2018-01-04 | 2183 | 2018-01-04 | 2018-01-03 | 2221 | 2451 | 2502 | 2334 | 2194 | 2789 | 14491
2017/2018 | 2018-01-05 | 2157 | 2018-01-05 | 2018-01-04 | 2183 | 2377 | 2505 | 2398 | 2165 | 2707 | 14335
2017/2018 | 2018-01-06 | 2148 | 2018-01-06 | 2018-01-05 | 2157 | 2330 | 2483 | 2323 | 2156 | 2662 | 14111
2017/2018 | 2018-01-07 | 2127 | 2018-01-07 | 2018-01-06 | 2148 | 2321 | 2518 | 2250 | 2211 | 2693 | 14141
2017/2018 | 2018-01-08 | 2072 | 2018-01-08 | 2018-01-07 | 2127 | 2371 | 2435 | 2203 | 2227 | 2636 | 13999
2017/2018 | 2018-01-09 | 2015 | 2018-01-09 | 2018-01-08 | 2072 | 2348 | 2424 | 2144 | 2145 | 2715 | 13848
2017/2018 | 2018-01-10 | 2000 | 2018-01-10 | 2018-01-09 | 2015 | 2363 | 2418 | 2023 | 2289 | 2681 | 13789
2017/2018 | 2018-01-11 | 1997 | 2018-01-11 | 2018-01-10 | 2000 | 2256 | 2360 | 1958 | 2204 | 2633 | 13411
2017/2018 | 2018-01-12 | 1953 | 2018-01-12 | 2018-01-11 | 1997 | 2233 | 2335 | 1924 | 2144 | 2725 | 13358
2017/2018 | 2018-01-13 | 1887 | 2018-01-13 | 2018-01-12 | 1953 | 2169 | 2265 | 1919 | 2190 | 2646 | 13142
2017/2018 | 2018-01-14 | 1878 | 2018-01-14 | 2018-01-13 | 1887 | 2234 | 2203 | 1984 | 2123 | 2657 | 13088
2017/2018 | 2018-01-15 | 1881 | 2018-01-15 | 2018-01-14 | 1878 | 2348 | 2113 | 1959 | 2071 | 2693 | 13062
2017/2018 | 2018-01-16 | 1877 | 2018-01-16 | 2018-01-15 | 1881 | 2318 | 2117 | 1928 | 2064 | 2867 | 13175
2017/2018 | 2018-01-17 | 1865 | 2018-01-17 | 2018-01-16 | 1877 | 2285 | 2071 | 1885 | 2011 | 2829 | 12958
2017/2018 | 2018-01-18 | 1768 | 2018-01-18 | 2018-01-17 | 1865 | 2249 | 2109 | 1903 | 2021 | 2693 | 12840
2017/2018 | 2018-01-19 | 1724 | 2018-01-19 | 2018-01-18 | 1768 | 2275 | 2158 | 1924 | 1933 | 2652 | 12710
2017/2018 | 2018-01-20 | 1737 | 2018-01-20 | 2018-01-19 | 1724 | 2214 | 2158 | 1907 | 1986 | 2696 | 12685
2017/2018 | 2018-01-21 | 1720 | 2018-01-21 | 2018-01-20 | 1737 | 2421 | 2176 | 1920 | 2018 | 2582 | 12854
2017/2018 | 2018-01-22 | 1701 | 2018-01-22 | 2018-01-21 | 1720 | 2336 | 2143 | 1896 | 1974 | 2530 | 12599
2017/2018 | 2018-01-23 | 1716 | 2018-01-23 | 2018-01-22 | 1701 | 2419 | 1964 | 1869 | 1904 | 2530 | 12387
2017/2018 | 2018-01-24 | 1715 | 2018-01-24 | 2018-01-23 | 1716 | 2317 | 1973 | 1907 | 2049 | 2555 | 12517
2017/2018 | 2018-01-25 | 1684 | 2018-01-25 | 2018-01-24 | 1715 | 2429 | 2012 | 1848 | 1948 | 2371 | 12323
2017/2018 | 2018-01-26 | 1661 | 2018-01-26 | 2018-01-25 | 1684 | 2294 | 1939 | 1759 | 1896 | 2383 | 11955
2017/2018 | 2018-01-27 | 1649 | 2018-01-27 | 2018-01-26 | 1661 | 2273 | 1972 | 1863 | 1824 | 2402 | 11995
2017/2018 | 2018-01-28 | 1671 | 2018-01-28 | 2018-01-27 | 1649 | 2287 | 2005 | 1792 | 1851 | 2245 | 11829
2017/2018 | 2018-01-29 | 1720 | 2018-01-29 | 2018-01-28 | 1671 | 2262 | 1908 | 1761 | 1832 | 2182 | 11616
2017/2018 | 2018-01-30 | 1737 | 2018-01-30 | 2018-01-29 | 1720 | 2227 | 1801 | 1748 | 1876 | 2141 | 11513
2017/2018 | 2018-01-31 | 1707 | 2018-01-31 | 2018-01-30 | 1737 | 2177 | 1901 | 1748 | 1924 | 2362 | 11849
2017/2018 | 2018-02-01 | 1713 | 2018-02-01 | 2018-01-31 | 1707 | 2158 | 1815 | 1839 | 1961 | 2406 | 11886
2017/2018 | 2018-02-02 | 1723 | 2018-02-02 | 2018-02-01 | 1713 | 2060 | 1761 | 1788 | 1907 | 2502 | 11731
2017/2018 | 2018-02-03 | 1705 | 2018-02-03 | 2018-02-02 | 1723 | 1949 | 1818 | 1712 | 1936 | 2402 | 11540
2017/2018 | 2018-02-04 | 1709 | 2018-02-04 | 2018-02-03 | 1705 | 1849 | 1776 | 1743 | 1959 | 2365 | 11397
2017/2018 | 2018-02-05 | 1705 | 2018-02-05 | 2018-02-04 | 1709 | 1761 | 1851 | 1764 | 1995 | 2363 | 11443
2017/2018 | 2018-02-06 | 1651 | 2018-02-06 | 2018-02-05 | 1705 | 1659 | 1975 | 1712 | 1916 | 2316 | 11283
2017/2018 | 2018-02-07 | 1562 | 2018-02-07 | 2018-02-06 | 1651 | 1653 | 1820 | 1757 | 1845 | 2410 | 11136
2017/2018 | 2018-02-08 | 1493 | 2018-02-08 | 2018-02-07 | 1562 | 1633 | 1854 | 1773 | 1800 | 2287 | 10909
2017/2018 | 2018-02-09 | 1431 | 2018-02-09 | 2018-02-08 | 1493 | 1605 | 1800 | 1723 | 2055 | 2210 | 10886
2017/2018 | 2018-02-10 | 1390 | 2018-02-10 | 2018-02-09 | 1431 | 1554 | 1739 | 1563 | 2074 | 2151 | 10512
2017/2018 | 2018-02-11 | 1388 | 2018-02-11 | 2018-02-10 | 1390 | 1524 | 1676 | 1426 | 2004 | 2007 | 10027
2017/2018 | 2018-02-12 | 1405 | 2018-02-12 | 2018-02-11 | 1388 | 1480 | 1558 | 1470 | 2006 | 2031 | 9933
2017/2018 | 2018-02-13 | 1375 | 2018-02-13 | 2018-02-12 | 1405 | 1520 | 1424 | 1348 | 2131 | 1954 | 9782
2017/2018 | 2018-02-14 | 1337 | 2018-02-14 | 2018-02-13 | 1375 | 1583 | 1362 | 1237 | 2047 | 1977 | 9581
2017/2018 | 2018-02-15 | 1319 | 2018-02-15 | 2018-02-14 | 1337 | 1653 | 1318 | 1125 | 1972 | 2011 | 9416
2017/2018 | 2018-02-16 | 1320 | 2018-02-16 | 2018-02-15 | 1319 | 1637 | 1320 | 965 | 1886 | 2026 | 9153
2017/2018 | 2018-02-17 | 1318 | 2018-02-17 | 2018-02-16 | 1320 | 1461 | 1263 | 1055 | 1911 | 1927 | 8937
2017/2018 | 2018-02-18 | 1343 | 2018-02-18 | 2018-02-17 | 1318 | 1961 | 1205 | 963 | 1869 | 1874 | 9190
2017/2018 | 2018-02-19 | 1367 | 2018-02-19 | 2018-02-18 | 1343 | 1968 | 1115 | 1153 | 1814 | 1950 | 9343
2017/2018 | 2018-02-20 | 1361 | 2018-02-20 | 2018-02-19 | 1367 | 1920 | 1098 | 1068 | 1731 | 1927 | 9111
2017/2018 | 2018-02-21 | 1371 | 2018-02-21 | 2018-02-20 | 1361 | 1864 | 1065 | 1004 | 1715 | 1950 | 8959
2017/2018 | 2018-02-22 | 1361 | 2018-02-22 | 2018-02-21 | 1371 | 1823 | 1061 | 984 | 1696 | 1888 | 8823
2017/2018 | 2018-02-23 | 1447 | 2018-02-23 | 2018-02-22 | 1361 | 1795 | 1023 | 1140 | 1628 | 1954 | 8901
2017/2018 | 2018-02-24 | 1496 | 2018-02-24 | 2018-02-23 | 1447 | 1736 | 1018 | 1098 | 1842 | 1891 | 9032
2017/2018 | 2018-02-25 | 1487 | 2018-02-25 | 2018-02-24 | 1496 | 1711 | 985 | 1038 | 1895 | 1959 | 9084
2017/2018 | 2018-02-26 | 1465 | 2018-02-26 | 2018-02-25 | 1487 | 1751 | 987 | 989 | 1810 | 2014 | 9038
2017/2018 | 2018-02-27 | 1315 | 2018-02-27 | 2018-02-26 | 1465 | 1698 | 983 | 1102 | 1727 | 2096 | 9071
2017/2018 | 2018-02-28 | 1182 | 2018-02-28 | 2018-02-27 | 1315 | 1640 | 886 | 1038 | 1748 | 2077 | 8704
2017/2018 | 2018-03-01 | 1009 | 2018-03-01 | 2018-02-28 | 1182 | 1581 | 926 | 1027 | 1797 | 1952 | 8465
2017/2018 | 2018-03-02 | 857 | 2018-03-02 | 2018-03-01 | 1009 | 1493 | 1884 | 1083 | 1829 | 1788 | 9086
2017/2018 | 2018-03-03 | 743 | 2018-03-03 | 2018-03-02 | 857 | 1519 | 860 | 979 | 1803 | 1775 | 7793
2017/2018 | 2018-03-04 | 680 | 2018-03-04 | 2018-03-03 | 743 | 1529 | 877 | 932 | 1718 | 1777 | 7576
2017/2018 | 2018-03-05 | 661 | 2018-03-05 | 2018-03-04 | 680 | 1562 | 972 | 790 | 1718 | 1902 | 7624
2017/2018 | 2018-03-06 | 651 | 2018-03-06 | 2018-03-05 | 661 | 1559 | 1055 | 784 | 1618 | 1860 | 7537
2017/2018 | 2018-03-07 | 622 | 2018-03-07 | 2018-03-06 | 651 | 1503 | 1020 | 684 | 1646 | 1792 | 7296
2017/2018 | 2018-03-08 | 580 | 2018-03-08 | 2018-03-07 | 622 | 1605 | 1065 | 750 | 1691 | 1733 | 7466
2017/2018 | 2018-03-09 | 539 | 2018-03-09 | 2018-03-08 | 580 | 1627 | 1015 | 691 | 1597 | 1670 | 7180
2017/2018 | 2018-03-10 | 534 | 2018-03-10 | 2018-03-09 | 539 | 1525 | 1069 | 766 | 1541 | 1673 | 7113
2017/2018 | 2018-03-11 | 565 | 2018-03-11 | 2018-03-10 | 534 | 1460 | 1016 | 779 | 1526 | 1638 | 6953
2017/2018 | 2018-03-12 | 595 | 2018-03-12 | 2018-03-11 | 565 | 1493 | 1068 | 731 | 1556 | 1506 | 6919
2017/2018 | 2018-03-13 | 592 | 2018-03-13 | 2018-03-12 | 595 | 1391 | 1111 | 687 | 1517 | 1478 | 6779
2017/2018 | 2018-03-14 | 710 | 2018-03-14 | 2018-03-13 | 592 | 1330 | 1104 | 632 | 1591 | 1528 | 6777
2017/2018 | 2018-03-15 | 769 | 2018-03-15 | 2018-03-14 | 710 | 1239 | 1266 | 583 | 1554 | 1575 | 6927
2017/2018 | 2018-03-16 | 790 | 2018-03-16 | 2018-03-15 | 769 | 1171 | 1282 | 671 | 1470 | 1550 | 6913
2017/2018 | 2018-03-17 | 825 | 2018-03-17 | 2018-03-16 | 790 | 1113 | 1270 | 797 | 1402 | 1500 | 6872
2017/2018 | 2018-03-18 | 781 | 2018-03-18 | 2018-03-17 | 825 | 1063 | 1318 | 987 | 1491 | 1547 | 7231
2017/2018 | 2018-03-19 | 693 | 2018-03-19 | 2018-03-18 | 781 | 1062 | 1262 | 1003 | 1618 | 1576 | 7302
2017/2018 | 2018-03-20 | 610 | 2018-03-20 | 2018-03-19 | 693 | 1139 | 1271 | 960 | 1673 | 1637 | 7373
2017/2018 | 2018-03-21 | 518 | 2018-03-21 | 2018-03-20 | 610 | 1221 | 1254 | 1075 | 1673 | 1745 | 7578
2017/2018 | 2018-03-22 | 518 | 2018-03-22 | 2018-03-21 | 518 | 1212 | 1200 | 1046 | 1603 | 1730 | 7309
2017/2018 | 2018-03-23 | 498 | 2018-03-23 | 2018-03-22 | 518 | 1200 | 1169 | 1076 | 1570 | 1672 | 7205
2017/2018 | 2018-03-24 | 475 | 2018-03-24 | 2018-03-23 | 498 | 1167 | 1218 | 1046 | 1567 | 1717 | 7213
2017/2018 | 2018-03-25 | 596 | 2018-03-25 | 2018-03-24 | 475 | 1223 | 1274 | 1212 | 1496 | 1738 | 7418
2017/2018 | 2018-03-26 | 598 | 2018-03-26 | 2018-03-25 | 596 | 1216 | 1361 | 1202 | 1510 | 1773 | 7658
2017/2018 | 2018-03-27 | 584 | 2018-03-27 | 2018-03-26 | 598 | 1308 | 1359 | 1155 | 1654 | 1851 | 7925
2017/2018 | 2018-03-28 | 521 | 2018-03-28 | 2018-03-27 | 584 | 1368 | 1281 | 1264 | 1672 | 1904 | 8073
2017/2018 | 2018-03-29 | 464 | 2018-03-29 | 2018-03-28 | 521 | 1271 | 1208 | 1255 | 1714 | 2019 | 7988
2017/2018 | 2018-03-30 | 416 | 2018-03-30 | 2018-03-29 | 464 | 1218 | 1161 | 1269 | 1640 | 2084 | 7836
2017/2018 | 2018-03-31 | 547 | 2018-03-31 | 2018-03-30 | 416 | 1196 | 1089 | 1317 | 1722 | 2002 | 7742
2017/2018 | 2018-04-01 | 547 | 2018-04-01 | 2018-03-31 | 547 | 1314 | 995 | 1470 | 1768 | 2047 | 8141
2017/2018 | 2018-04-02 | 498 | 2018-04-02 | 2018-04-01 | 547 | 1297 | 895 | 1452 | 1611 | 1985 | 7787
2017/2018 | 2018-04-03 | 548 | 2018-04-03 | 2018-04-02 | 498 | 1226 | 1037 | 1381 | 1535 | 1994 | 7671
2017/2018 | 2018-04-04 | 673 | 2018-04-04 | 2018-04-03 | 548 | 1210 | 956 | 1307 | 1403 | 2026 | 7450
2017/2018 | 2018-04-05 | 630 | 2018-04-05 | 2018-04-04 | 673 | 1198 | 861 | 1244 | 1417 | 2000 | 7393
2017/2018 | 2018-04-06 | 658 | 2018-04-06 | 2018-04-05 | 630 | 1265 | 888 | 1217 | 1467 | 2016 | 7483
2017/2018 | 2018-04-07 | 625 | 2018-04-07 | 2018-04-06 | 658 | 1307 | 1024 | 1150 | 1487 | 2067 | 7693
2017/2018 | 2018-04-08 | 602 | 2018-04-08 | 2018-04-07 | 625 | 1332 | 1004 | 1031 | 1537 | 1991 | 7520
2017/2018 | 2018-04-09 | 651 | 2018-04-09 | 2018-04-08 | 602 | 1261 | 1059 | 943 | 1470 | 2046 | 7381
2017/2018 | 2018-04-10 | 674 | 2018-04-10 | 2018-04-09 | 651 | 1321 | 1159 | 963 | 1474 | 2171 | 7739
2017/2018 | 2018-04-11 | 735 | 2018-04-11 | 2018-04-10 | 674 | 1413 | 1121 | 990 | 1430 | 2225 | 7853
2017/2018 | 2018-04-12 | 689 | 2018-04-12 | 2018-04-11 | 735 | 1292 | 1180 | 1005 | 1481 | 2188 | 7881
2017/2018 | 2018-04-13 | 643 | 2018-04-13 | 2018-04-12 | 689 | 1290 | 1212 | 986 | 1428 | 2186 | 7791
2017/2018 | 2018-04-14 | 613 | 2018-04-14 | 2018-04-13 | 643 | 1216 | 1456 | 879 | 1437 | 2096 | 7727
2017/2018 | 2018-04-15 | 626 | 2018-04-15 | 2018-04-14 | 613 | 1181 | 1387 | 702 | 1314 | 2034 | 7231
2017/2018 | 2018-04-16 | 633 | 2018-04-16 | 2018-04-15 | 626 | 1138 | 1434 | 733 | 1247 | 2064 | 7242
2017/2018 | 2018-04-17 | 622 | 2018-04-17 | 2018-04-16 | 633 | 1063 | 1559 | 721 | 1293 | 2156 | 7425
2017/2018 | 2018-04-18 | 606 | 2018-04-18 | 2018-04-17 | 622 | 1123 | 1538 | 749 | 1415 | 2182 | 7629
2017/2018 | 2018-04-19 | 631 | 2018-04-19 | 2018-04-18 | 606 | 1072 | 1506 | 772 | 1586 | 2104 | 7646
2017/2018 | 2018-04-20 | 641 | 2018-04-20 | 2018-04-19 | 631 | 1114 | 1552 | 683 | 1642 | 2198 | 7820
2017/2018 | 2018-04-21 | 642 | 2018-04-21 | 2018-04-20 | 641 | 1086 | 1734 | 791 | 1795 | 2180 | 8227
2017/2018 | 2018-04-22 | 682 | 2018-04-22 | 2018-04-21 | 642 | 1127 | 1720 | 910 | 1731 | 2295 | 8425
2017/2018 | 2018-04-23 | 730 | 2018-04-23 | 2018-04-22 | 682 | 1197 | 1784 | 919 | 1808 | 2239 | 8629
2017/2018 | 2018-04-24 | 755 | 2018-04-24 | 2018-04-23 | 730 | 1220 | 1864 | 944 | 1914 | 2184 | 8856
2017/2018 | 2018-04-25 | 744 | 2018-04-25 | 2018-04-24 | 755 | 1352 | 1848 | 940 | 2004 | 2165 | 9064
2017/2018 | 2018-04-26 | 797 | 2018-04-26 | 2018-04-25 | 744 | 1329 | 1807 | 1104 | 1938 | 2100 | 9022
2017/2018 | 2018-04-27 | 905 | 2018-04-27 | 2018-04-26 | 797 | 1355 | 1795 | 1045 | 1891 | 2064 | 8947
2017/2018 | 2018-04-28 | 942 | 2018-04-28 | 2018-04-27 | 905 | 1461 | 1896 | 957 | 1829 | 1913 | 8961
2017/2018 | 2018-04-29 | 971 | 2018-04-29 | 2018-04-28 | 942 | 1563 | 1842 | 849 | 1797 | 1937 | 8930
2017/2018 | 2018-04-30 | 948 | 2018-04-30 | 2018-04-29 | 971 | 1542 | 1747 | 862 | 1677 | 1927 | 8726
2017/2018 | 2018-05-01 | 911 | 2018-05-01 | 2018-04-30 | 948 | 1464 | 1799 | 776 | 1651 | 1938 | 8576
2017/2018 | 2018-05-02 | 891 | 2018-05-02 | 2018-05-01 | 911 | 1530 | 1726 | 646 | 1757 | 2056 | 8626
2017/2018 | 2018-05-03 | 848 | 2018-05-03 | 2018-05-02 | 891 | 1448 | 1754 | 746 | 1756 | 2076 | 8671
2017/2018 | 2018-05-04 | 804 | 2018-05-04 | 2018-05-03 | 848 | 1505 | 1827 | 695 | 1883 | 2068 | 8826
2017/2018 | 2018-05-05 | 770 | 2018-05-05 | 2018-05-04 | 804 | 1546 | 1746 | 657 | 1845 | 2076 | 8674
2017/2018 | 2018-05-06 | 775 | 2018-05-06 | 2018-05-05 | 770 | 1506 | 1744 | 660 | 1983 | 2092 | 8755
2017/2018 | 2018-05-07 | 780 | 2018-05-07 | 2018-05-06 | 775 | 1609 | 1865 | 715 | 1974 | 2070 | 9008
2017/2018 | 2018-05-08 | 789 | 2018-05-08 | 2018-05-07 | 780 | 1672 | 1908 | 651 | 1990 | 1983 | 8984
2017/2018 | 2018-05-09 | 788 | 2018-05-09 | 2018-05-08 | 789 | 1596 | 1878 | 599 | 1994 | 2056 | 8912
2017/2018 | 2018-05-10 | 792 | 2018-05-10 | 2018-05-09 | 788 | 1633 | 1840 | 657 | 2201 | 2200 | 9319
2017/2018 | 2018-05-11 | 786 | 2018-05-11 | 2018-05-10 | 792 | 1513 | 1940 | 678 | 2150 | 2138 | 9211
2017/2018 | 2018-05-12 | 787 | 2018-05-12 | 2018-05-11 | 786 | 1578 | 1902 | 886 | 2110 | 2136 | 9398
2017/2018 | 2018-05-13 | 937 | 2018-05-13 | 2018-05-12 | 787 | 1522 | 1830 | 871 | 2064 | 2210 | 9284
2017/2018 | 2018-05-14 | 931 | 2018-05-14 | 2018-05-13 | 937 | 1469 | 1947 | 911 | 2236 | 2127 | 9627
2017/2018 | 2018-05-15 | 909 | 2018-05-15 | 2018-05-14 | 931 | 1611 | 1844 | 867 | 2212 | 2052 | 9517
2017/2018 | 2018-05-16 | 895 | 2018-05-16 | 2018-05-15 | 909 | 1551 | 1956 | 948 | 2264 | 2085 | 9713
2017/2018 | 2018-05-17 | 880 | 2018-05-17 | 2018-05-16 | 895 | 1489 | 1973 | 919 | 2222 | 2190 | 9688
2017/2018 | 2018-05-18 | 852 | 2018-05-18 | 2018-05-17 | 880 | 1446 | 1941 | 895 | 2186 | 2214 | 9562
2017/2018 | 2018-05-19 | 898 | 2018-05-19 | 2018-05-18 | 852 | 1532 | 1888 | 958 | 2229 | 2216 | 9675
2017/2018 | 2018-05-20 | 913 | 2018-05-20 | 2018-05-19 | 898 | 1465 | 1991 | 1008 | 2202 | 2195 | 9759
2017/2018 | 2018-05-21 | 946 | 2018-05-21 | 2018-05-20 | 913 | 1504 | 1931 | 954 | 2157 | 2116 | 9575
2017/2018 | 2018-05-22 | 941 | 2018-05-22 | 2018-05-21 | 946 | 1528 | 1828 | 903 | 2210 | 2156 | 9571
2017/2018 | 2018-05-23 | 939 | 2018-05-23 | 2018-05-22 | 941 | 1616 | 1881 | 857 | 2167 | 2133 | 9595
2017/2018 | 2018-05-24 | 960 | 2018-05-24 | 2018-05-23 | 939 | 1568 | 1887 | 868 | 2124 | 2168 | 9554
2017/2018 | 2018-05-25 | 926 | 2018-05-25 | 2018-05-24 | 960 | 1647 | 1863 | 841 | 2136 | 2260 | 9707
2017/2018 | 2018-05-26 | 904 | 2018-05-26 | 2018-05-25 | 926 | 1615 | 1918 | 773 | 2097 | 2226 | 9555
2017/2018 | 2018-05-27 | 938 | 2018-05-27 | 2018-05-26 | 904 | 1753 | 1941 | 743 | 2167 | 2238 | 9746
2017/2018 | 2018-05-28 | 966 | 2018-05-28 | 2018-05-27 | 938 | 1753 | 1898 | 721 | 2138 | 2185 | 9633
2017/2018 | 2018-05-29 | 973 | 2018-05-29 | 2018-05-28 | 966 | 1723 | 2005 | 800 | 2107 | 2308 | 9909
2017/2018 | 2018-05-30 | 962 | 2018-05-30 | 2018-05-29 | 973 | 1843 | 1966 | 705 | 2056 | 2436 | 9979
2017/2018 | 2018-05-31 | 925 | 2018-05-31 | 2018-05-30 | 962 | 1741 | 1943 | 757 | 2010 | 2434 | 9847
2017/2018 | 2018-06-01 | 902 | 2018-06-01 | 2018-05-31 | 925 | 1712 | 1933 | 876 | 1954 | 2471 | 9871
2017/2018 | 2018-06-02 | 890 | 2018-06-02 | 2018-06-01 | 902 | 1685 | 1920 | 939 | 2056 | 2414 | 9916
2017/2018 | 2018-06-03 | 927 | 2018-06-03 | 2018-06-02 | 890 | 1692 | 2019 | 1017 | 1989 | 2363 | 9970
2017/2018 | 2018-06-04 | 969 | 2018-06-04 | 2018-06-03 | 927 | 1723 | 1972 | 1146 | 1999 | 2356 | 10123
2017/2018 | 2018-06-05 | 996 | 2018-06-05 | 2018-06-04 | 969 | 1810 | 1938 | 1094 | 2055 | 2423 | 10289
2017/2018 | 2018-06-06 | 1006 | 2018-06-06 | 2018-06-05 | 996 | 1788 | 1892 | 1056 | 2030 | 2396 | 10158
2017/2018 | 2018-06-07 | 982 | 2018-06-07 | 2018-06-06 | 1006 | 1759 | 1928 | 1053 | 1987 | 2329 | 10062
2017/2018 | 2018-06-08 | 965 | 2018-06-08 | 2018-06-07 | 982 | 1733 | 1921 | 1106 | 1920 | 2261 | 9923
2017/2018 | 2018-06-09 | 976 | 2018-06-09 | 2018-06-08 | 965 | 1705 | 2096 | 1092 | 2041 | 2320 | 10219
2017/2018 | 2018-06-10 | 979 | 2018-06-10 | 2018-06-09 | 976 | 1694 | 2020 | 1261 | 2045 | 2387 | 10383
2017/2018 | 2018-06-11 | 981 | 2018-06-11 | 2018-06-10 | 979 | 1778 | 1932 | 1271 | 2217 | 2373 | 10550
2017/2018 | 2018-06-12 | 1082 | 2018-06-12 | 2018-06-11 | 981 | 1753 | 1982 | 1334 | 2152 | 2383 | 10585
2017/2018 | 2018-06-13 | 1171 | 2018-06-13 | 2018-06-12 | 1082 | 1700 | 1930 | 1330 | 2267 | 2369 | 10678
2017/2018 | 2018-06-14 | 1186 | 2018-06-14 | 2018-06-13 | 1171 | 1655 | 1879 | 1296 | 2224 | 2337 | 10562
2017/2018 | 2018-06-15 | 1216 | 2018-06-15 | 2018-06-14 | 1186 | 1584 | 2065 | 1275 | 2145 | 2375 | 10630
2017/2018 | 2018-06-16 | 1348 | 2018-06-16 | 2018-06-15 | 1216 | 1538 | 2091 | 1235 | 2048 | 2397 | 10525
2017/2018 | 2018-06-17 | 1408 | 2018-06-17 | 2018-06-16 | 1348 | 1522 | 2183 | 1199 | 1997 | 2377 | 10626
2017/2018 | 2018-06-18 | 1431 | 2018-06-18 | 2018-06-17 | 1408 | 1520 | 2117 | 1250 | 1953 | 2356 | 10604
2017/2018 | 2018-06-19 | 1451 | 2018-06-19 | 2018-06-18 | 1431 | 1502 | 2064 | 1367 | 2191 | 2351 | 10906
2017/2018 | 2018-06-20 | 1448 | 2018-06-20 | 2018-06-19 | 1451 | 1463 | 2010 | 1322 | 2238 | 2359 | 10843
2017/2018 | 2018-06-21 | 1447 | 2018-06-21 | 2018-06-20 | 1448 | 1432 | 2138 | 1281 | 2241 | 2349 | 10889
2017/2018 | 2018-06-22 | 1466 | 2018-06-22 | 2018-06-21 | 1447 | 1406 | 2139 | 1342 | 2206 | 2318 | 10858
2017/2018 | 2018-06-23 | 1477 | 2018-06-23 | 2018-06-22 | 1466 | 1395 | 2154 | 1312 | 2199 | 2290 | 10816
2017/2018 | 2018-06-24 | 1507 | 2018-06-24 | 2018-06-23 | 1477 | 1557 | 2144 | 1258 | 2284 | 2259 | 10979
2017/2018 | 2018-06-25 | 1542 | 2018-06-25 | 2018-06-24 | 1507 | 1576 | 2102 | 1202 | 2250 | 2381 | 11018
2017/2018 | 2018-06-26 | 1548 | 2018-06-26 | 2018-06-25 | 1542 | 1642 | 2190 | 1159 | 2365 | 2397 | 11295
2017/2018 | 2018-06-27 | 1559 | 2018-06-27 | 2018-06-26 | 1548 | 1664 | 2197 | 1123 | 2436 | 2406 | 11374
2017/2018 | 2018-06-28 | 1553 | 2018-06-28 | 2018-06-27 | 1559 | 1648 | 2168 | 1252 | 2448 | 2394 | 11469
2017/2018 | 2018-06-29 | 1526 | 2018-06-29 | 2018-06-28 | 1553 | 1633 | 2170 | 1234 | 2408 | 2377 | 11375
2017/2018 | 2018-06-30 | 1517 | 2018-06-30 | 2018-06-29 | 1526 | 1662 | 2170 | 1209 | 2377 | 2334 | 11278
2017/2018 | 2018-07-01 | 1523 | 2018-07-01 | 2018-06-30 | 1517 | 1760 | 2146 | 1188 | 2323 | 2303 | 11237
2017/2018 | 2018-07-02 | 1549 | 2018-07-02 | 2018-07-01 | 1523 | 1761 | 2105 | 1150 | 2254 | 2290 | 11083
2017/2018 | 2018-07-03 | 1553 | 2018-07-03 | 2018-07-02 | 1549 | 1735 | 2079 | 1130 | 2201 | 2304 | 10998
2017/2018 | 2018-07-04 | 1546 | 2018-07-04 | 2018-07-03 | 1553 | 1704 | 2134 | 1118 | 2340 | 2323 | 11172
2017/2018 | 2018-07-05 | 1536 | 2018-07-05 | 2018-07-04 | 1546 | 1640 | 2141 | 1133 | 2317 | 2329 | 11106
2017/2018 | 2018-07-06 | 1525 | 2018-07-06 | 2018-07-05 | 1536 | 1626 | 2158 | 1160 | 2285 | 2323 | 11088
2017/2018 | 2018-07-07 | 1520 | 2018-07-07 | 2018-07-06 | 1525 | 1627 | 2344 | 1170 | 2393 | 2317 | 11376
2017/2018 | 2018-07-08 | 1536 | 2018-07-08 | 2018-07-07 | 1520 | 1635 | 2335 | 1170 | 2367 | 2311 | 11338
2017/2018 | 2018-07-09 | 1551 | 2018-07-09 | 2018-07-08 | 1536 | 1654 | 2296 | 1160 | 2318 | 2349 | 11313
2017/2018 | 2018-07-10 | 1546 | 2018-07-10 | 2018-07-09 | 1551 | 1646 | 2255 | 1139 | 2279 | 2382 | 11252
2017/2018 | 2018-07-11 | 1550 | 2018-07-11 | 2018-07-10 | 1546 | 1721 | 2226 | 982 | 2259 | 2398 | 11132
2017/2018 | 2018-07-12 | 1550 | 2018-07-12 | 2018-07-11 | 1550 | 1697 | 2218 | 1130 | 2398 | 2377 | 11370
2017/2018 | 2018-07-13 | 1531 | 2018-07-13 | 2018-07-12 | 1550 | 1670 | 2216 | 1155 | 2328 | 2353 | 11272
2017/2018 | 2018-07-14 | 1507 | 2018-07-14 | 2018-07-13 | 1531 | 1681 | 2231 | 1145 | 2296 | 2335 | 11219
2017/2018 | 2018-07-15 | 1532 | 2018-07-15 | 2018-07-14 | 1507 | 1691 | 2346 | 1137 | 2218 | 2317 | 11216
2017/2018 | 2018-07-16 | 1554 | 2018-07-16 | 2018-07-15 | 1532 | 1708 | 2311 | 1148 | 2265 | 2308 | 11272
2017/2018 | 2018-07-17 | 1544 | 2018-07-17 | 2018-07-16 | 1554 | 1712 | 2275 | 1155 | 2233 | 2355 | 11284
2017/2018 | 2018-07-18 | 1529 | 2018-07-18 | 2018-07-17 | 1544 | 1732 | 2252 | 1161 | 2224 | 2398 | 11311
2017/2018 | 2018-07-19 | 1458 | 2018-07-19 | 2018-07-18 | 1529 | 1724 | 2226 | 1173 | 2225 | 2415 | 11292
2017/2018 | 2018-07-20 | 1430 | 2018-07-20 | 2018-07-19 | 1458 | 1723 | 2216 | 1228 | 2254 | 2523 | 11402
2017/2018 | 2018-07-21 | 1583 | 2018-07-21 | 2018-07-20 | 1430 | 1719 | 2364 | 1349 | 2256 | 2500 | 11618
2017/2018 | 2018-07-22 | 1608 | 2018-07-22 | 2018-07-21 | 1583 | 1745 | 2343 | 1302 | 2246 | 2491 | 11710
2017/2018 | 2018-07-23 | 1629 | 2018-07-23 | 2018-07-22 | 1608 | 1914 | 2298 | 1306 | 2326 | 2497 | 11949
2017/2018 | 2018-07-24 | 1614 | 2018-07-24 | 2018-07-23 | 1629 | 1928 | 2272 | 1289 | 2299 | 2537 | 11954
2017/2018 | 2018-07-25 | 1581 | 2018-07-25 | 2018-07-24 | 1614 | 1923 | 2243 | 1276 | 2306 | 2585 | 11947
2017/2018 | 2018-07-26 | 1576 | 2018-07-26 | 2018-07-25 | 1581 | 1917 | 2292 | 1268 | 2376 | 2600 | 12034
2017/2018 | 2018-07-27 | 1631 | 2018-07-27 | 2018-07-26 | 1576 | 1913 | 2329 | 1232 | 2474 | 2610 | 12134
2017/2018 | 2018-07-28 | 1653 | 2018-07-28 | 2018-07-27 | 1631 | 1987 | 2324 | 1232 | 2449 | 2619 | 12242
2017/2018 | 2018-07-29 | 1681 | 2018-07-29 | 2018-07-28 | 1653 | 2074 | 2432 | 1210 | 2419 | 2619 | 12407
2017/2018 | 2018-07-30 | 1714 | 2018-07-30 | 2018-07-29 | 1681 | 2096 | 2406 | 1220 | 2395 | 2634 | 12432
2017/2018 | 2018-07-31 | 1710 | 2018-07-31 | 2018-07-30 | 1714 | 2094 | 2367 | 1248 | 2363 | 2672 | 12458
2017/2018 | 2018-08-01 | 1729 | 2018-08-01 | 2018-07-31 | 1710 | 2119 | 2334 | 1269 | 2362 | 2703 | 12497
2017/2018 | 2018-08-02 | 1739 | 2018-08-02 | 2018-08-01 | 1729 | 2193 | 2306 | 1300 | 2359 | 2749 | 12636
2017/2018 | 2018-08-03 | 1723 | 2018-08-03 | 2018-08-02 | 1739 | 2178 | 2372 | 1318 | 2449 | 2748 | 12804
2017/2018 | 2018-08-04 | 1702 | 2018-08-04 | 2018-08-03 | 1723 | 2203 | 2361 | 1315 | 2472 | 2750 | 12824
2017/2018 | 2018-08-05 | 1818 | 2018-08-05 | 2018-08-04 | 1702 | 2195 | 2427 | 1317 | 2431 | 2733 | 12805
2017/2018 | 2018-08-06 | 1835 | 2018-08-06 | 2018-08-05 | 1818 | 2095 | 2482 | 1316 | 2419 | 2803 | 12933
2017/2018 | 2018-08-07 | 1833 | 2018-08-07 | 2018-08-06 | 1835 | 1871 | 2467 | 1354 | 2363 | 2814 | 12704
2017/2018 | 2018-08-08 | 1831 | 2018-08-08 | 2018-08-07 | 1833 | 2186 | 2432 | 1386 | 2434 | 2846 | 13117
2017/2018 | 2018-08-09 | 1832 | 2018-08-09 | 2018-08-08 | 1831 | 2178 | 2395 | 1421 | 2417 | 3029 | 13271
2017/2018 | 2018-08-10 | 1845 | 2018-08-10 | 2018-08-09 | 1832 | 2155 | 2478 | 1456 | 2362 | 3028 | 13311
2017/2018 | 2018-08-11 | 1928 | 2018-08-11 | 2018-08-10 | 1845 | 2162 | 2525 | 1457 | 2304 | 3027 | 13320
2017/2018 | 2018-08-12 | 2009 | 2018-08-12 | 2018-08-11 | 1928 | 2177 | 2494 | 1460 | 2392 | 3024 | 13475
2017/2018 | 2018-08-13 | 2029 | 2018-08-13 | 2018-08-12 | 2009 | 2176 | 2461 | 1483 | 2382 | 3032 | 13543
2017/2018 | 2018-08-14 | 2020 | 2018-08-14 | 2018-08-13 | 2029 | 2157 | 2435 | 1513 | 2334 | 3063 | 13531
2017/2018 | 2018-08-15 | 2030 | 2018-08-15 | 2018-08-14 | 2020 | 2169 | 2403 | 1556 | 2309 | 3073 | 13530
2017/2018 | 2018-08-16 | 2047 | 2018-08-16 | 2018-08-15 | 2030 | 2203 | 2384 | 1692 | 2360 | 3079 | 13748
2017/2018 | 2018-08-17 | 2066 | 2018-08-17 | 2018-08-16 | 2047 | 2248 | 2506 | 1736 | 2345 | 3086 | 13968
2017/2018 | 2018-08-18 | 2063 | 2018-08-18 | 2018-08-17 | 2066 | 2255 | 2496 | 1766 | 2315 | 3139 | 14037
2017/2018 | 2018-08-19 | 2098 | 2018-08-19 | 2018-08-18 | 2063 | 2284 | 2465 | 1772 | 2399 | 3134 | 14117
2017/2018 | 2018-08-20 | 2109 | 2018-08-20 | 2018-08-19 | 2098 | 2314 | 2425 | 1767 | 2337 | 3291 | 14232
2017/2018 | 2018-08-21 | 2077 | 2018-08-21 | 2018-08-20 | 2109 | 2319 | 2387 | 1773 | 2305 | 3313 | 14206
2017/2018 | 2018-08-22 | 2045 | 2018-08-22 | 2018-08-21 | 2077 | 2307 | 2357 | 1762 | 2407 | 3313 | 14223
2017/2018 | 2018-08-23 | 2041 | 2018-08-23 | 2018-08-22 | 2045 | 2308 | 2340 | 1764 | 2431 | 3314 | 14202
2017/2018 | 2018-08-24 | 2029 | 2018-08-24 | 2018-08-23 | 2041 | 2304 | 2458 | 1815 | 2443 | 3299 | 14360
2017/2018 | 2018-08-25 | 2021 | 2018-08-25 | 2018-08-24 | 2029 | 2306 | 2439 | 1794 | 2380 | 3280 | 14228
2017/2018 | 2018-08-26 | 2019 | 2018-08-26 | 2018-08-25 | 2021 | 2303 | 2374 | 1810 | 2453 | 3231 | 14192
2017/2018 | 2018-08-27 | 2036 | 2018-08-27 | 2018-08-26 | 2019 | 2303 | 2329 | 1820 | 2401 | 3191 | 14063
2017/2018 | 2018-08-28 | 2036 | 2018-08-28 | 2018-08-27 | 2036 | 2295 | 2328 | 1839 | 2332 | 3178 | 14008
2017/2018 | 2018-08-29 | 2008 | 2018-08-29 | 2018-08-28 | 2036 | 2273 | 2384 | 1853 | 2298 | 3173 | 14017
2017/2018 | 2018-08-30 | 1972 | 2018-08-30 | 2018-08-29 | 2008 | 2270 | 2337 | 1874 | 2265 | 3141 | 13895
2017/2018 | 2018-08-31 | 1933 | 2018-08-31 | 2018-08-30 | 1972 | 2270 | 2286 | 1906 | 2197 | 3121 | 13752
2017/2018 | 2018-09-01 | 1911 | 2018-09-01 | 2018-08-31 | 1933 | 2257 | 2438 | 1920 | 2372 | 3082 | 14002
2017/2018 | 2018-09-02 | 2032 | 2018-09-02 | 2018-09-01 | 1911 | 2262 | 2365 | 1927 | 2326 | 3032 | 13823
2017/2018 | 2018-09-03 | 2025 | 2018-09-03 | 2018-09-02 | 2032 | 2259 | 2325 | 1925 | 2277 | 2992 | 13810
2017/2018 | 2018-09-04 | 1975 | 2018-09-04 | 2018-09-03 | 2025 | 2388 | 2436 | 1908 | 2383 | 2979 | 14119
2017/2018 | 2018-09-05 | 1947 | 2018-09-05 | 2018-09-04 | 1975 | 2382 | 2401 | 1891 | 2407 | 2983 | 14039
2017/2018 | 2018-09-06 | 1925 | 2018-09-06 | 2018-09-05 | 1947 | 2363 | 2366 | 1890 | 2417 | 3059 | 14042
2017/2018 | 2018-09-07 | 1891 | 2018-09-07 | 2018-09-06 | 1925 | 2325 | 2483 | 1896 | 2449 | 3034 | 14112
2017/2018 | 2018-09-08 | 1875 | 2018-09-08 | 2018-09-07 | 1891 | 2286 | 2445 | 1889 | 2403 | 3077 | 13991
2017/2018 | 2018-09-09 | 1868 | 2018-09-09 | 2018-09-08 | 1875 | 2378 | 2404 | 1891 | 2395 | 3041 | 13984
2017/2018 | 2018-09-10 | 1886 | 2018-09-10 | 2018-09-09 | 1868 | 2378 | 2373 | 1877 | 2386 | 3002 | 13884
2017/2018 | 2018-09-11 | 1865 | 2018-09-11 | 2018-09-10 | 1886 | 2308 | 2333 | 1856 | 2488 | 2978 | 13849
2017/2018 | 2018-09-12 | 1856 | 2018-09-12 | 2018-09-11 | 1865 | 2420 | 2276 | 2015 | 2473 | 2953 | 14002
2017/2018 | 2018-09-13 | 1840 | 2018-09-13 | 2018-09-12 | 1856 | 2295 | 2229 | 2023 | 2497 | 2896 | 13796
2017/2018 | 2018-09-14 | 1805 | 2018-09-14 | 2018-09-13 | 1840 | 2348 | 2224 | 2023 | 2545 | 2829 | 13809
2017/2018 | 2018-09-15 | 1791 | 2018-09-15 | 2018-09-14 | 1805 | 2303 | 2218 | 2011 | 2477 | 2784 | 13598
2017/2018 | 2018-09-16 | 1839 | 2018-09-16 | 2018-09-15 | 1791 | 2311 | 2185 | 1961 | 2395 | 2739 | 13382
2017/2018 | 2018-09-17 | 1909 | 2018-09-17 | 2018-09-16 | 1839 | 2393 | 2144 | 1956 | 2365 | 2705 | 13402
2017/2018 | 2018-09-18 | 1900 | 2018-09-18 | 2018-09-17 | 1909 | 2443 | 2123 | 1974 | 2330 | 2709 | 13488
2017/2018 | 2018-09-19 | 1896 | 2018-09-19 | 2018-09-18 | 1900 | 2496 | 2096 | 1982 | 2308 | 2701 | 13483
2017/2018 | 2018-09-20 | 1838 | 2018-09-20 | 2018-09-19 | 1896 | 2507 | 2073 | 1990 | 2308 |  | 10774
2017/2018 | 2018-09-21 | 1810 | 2018-09-21 | 2018-09-20 | 1838 | 2570 | 2197 | 1995 | 2285 |  | 10885
2017/2018 | 2018-09-22 | 1796 | 2018-09-22 | 2018-09-21 | 1810 | 2538 | 2175 | 1977 | 2197 |  | 10697
2017/2018 | 2018-09-23 | 1781 | 2018-09-23 | 2018-09-22 | 1796 | 2540 | 2244 | 1995 | 2225 |  | 10800
2017/2018 | 2018-09-24 | 1781 | 2018-09-24 | 2018-09-23 | 1781 | 2679 | 2207 | 2086 | 2295 |  | 11048
2017/2018 | 2018-09-25 | 1742 | 2018-09-25 | 2018-09-24 | 1781 | 2640 | 2160 | 2095 | 2257 |  | 10933
2017/2018 | 2018-09-26 | 1712 | 2018-09-26 | 2018-09-25 | 1742 | 2588 | 2098 | 2107 | 2313 |  | 10848
2017/2018 | 2018-09-27 | 1699 | 2018-09-27 | 2018-09-26 | 1712 | 2533 | 2032 | 2093 | 2367 |  | 10737
2017/2018 | 2018-09-28 | 1733 | 2018-09-28 | 2018-09-27 | 1699 | 2497 | 2132 | 2138 | 2303 |  | 10769
2017/2018 | 2018-09-29 | 1777 | 2018-09-29 | 2018-09-28 | 1733 | 2446 | 2109 | 2138 | 2318 |  | 10744
2017/2018 | 2018-09-30 | 1760 | 2018-09-30 | 2018-09-29 | 1777 | 2414 | 2022 | 2118 | 2248 |  | 10579
2018/2019 | 2018-10-01 | 1747 | 2017-10-01 | 2018-09-30 | 1760 | 2404 | 1981 | 2183 | 2258 |  | 10586
2018/2019 | 2018-10-02 | 1808 | 2017-10-02 | Grand Total | 608830 | 699188 | 735583 | 572512 | 784685 | 868188 | 4268986
2018/2019 | 2018-10-03 | 1830 | 2017-10-03
2018/2019 | 2018-10-04 | 1824 | 2017-10-04
2018/2019 | 2018-10-05 | 1818 | 2017-10-05
2018/2019 | 2018-10-06 | 1806 | 2017-10-06
2018/2019 | 2018-10-07 | 1792 | 2017-10-07
2018/2019 | 2018-10-08 | 1789 | 2017-10-08
2018/2019 | 2018-10-09 | 1886 | 2017-10-09
2018/2019 | 2018-10-10 | 1876 | 2017-10-10
2018/2019 | 2018-10-11 | 1885 | 2017-10-11
2018/2019 | 2018-10-12 | 1901 | 2017-10-12
2018/2019 | 2018-10-13 | 1921 | 2017-10-13
2018/2019 | 2018-10-14 | 1972 | 2017-10-14
2018/2019 | 2018-10-15 | 1984 | 2017-10-15
2018/2019 | 2018-10-16 | 2027 | 2017-10-16
2018/2019 | 2018-10-17 | 2133 | 2017-10-17
2018/2019 | 2018-10-18 | 2176 | 2017-10-18
2018/2019 | 2018-10-19 | 2272 | 2017-10-19
2018/2019 | 2018-10-20 | 2301 | 2017-10-20
2018/2019 | 2018-10-21 | 2424 | 2017-10-21
2018/2019 | 2018-10-22 | 2559 | 2017-10-22
2018/2019 | 2018-10-23 | 2556 | 2017-10-23
2018/2019 | 2018-10-24 | 2546 | 2017-10-24
2018/2019 | 2018-10-25 | 2511 | 2017-10-25
2018/2019 | 2018-10-26 | 2479 | 2017-10-26
2018/2019 | 2018-10-27 | 2444 | 2017-10-27
2018/2019 | 2018-10-28 | 2417 | 2017-10-28
2018/2019 | 2018-10-29 | 2470 | 2017-10-29
2018/2019 | 2018-10-30 | 2383 | 2017-10-30
2018/2019 | 2018-10-31 | 2274 | 2017-10-31
2018/2019 | 2018-11-01 | 2377 | 2017-11-01
2018/2019 | 2018-11-02 | 2303 | 2017-11-02
2018/2019 | 2018-11-03 | 2250 | 2017-11-03
2018/2019 | 2018-11-04 | 2253 | 2017-11-04
2018/2019 | 2018-11-05 | 2245 | 2017-11-05
2018/2019 | 2018-11-06 | 2214 | 2017-11-06
2018/2019 | 2018-11-07 | 2266 | 2017-11-07
2018/2019 | 2018-11-08 | 2267 | 2017-11-08
2018/2019 | 2018-11-09 | 2311 | 2017-11-09
2018/2019 | 2018-11-10 | 2277 | 2017-11-10
2018/2019 | 2018-11-11 | 2297 | 2017-11-11
2018/2019 | 2018-11-12 | 2351 | 2017-11-12
2018/2019 | 2018-11-13 | 2319 | 2017-11-13
2018/2019 | 2018-11-14 | 2437 | 2017-11-14
2018/2019 | 2018-11-15 | 2483 | 2017-11-15
2018/2019 | 2018-11-16 | 2467 | 2017-11-16
2018/2019 | 2018-11-17 | 2451 | 2017-11-17
2018/2019 | 2018-11-18 | 2441 | 2017-11-18
2018/2019 | 2018-11-19 | 2501 | 2017-11-19
2018/2019 | 2018-11-20 | 2466 | 2017-11-20
2018/2019 | 2018-11-21 | 2382 | 2017-11-21
2018/2019 | 2018-11-22 | 2287 | 2017-11-22
2018/2019 | 2018-11-23 | 2304 | 2017-11-23
2018/2019 | 2018-11-24 | 2376 | 2017-11-24
2018/2019 | 2018-11-25 | 2307 | 2017-11-25
2018/2019 | 2018-11-26 | 2355 | 2017-11-26
2018/2019 | 2018-11-27 | 2335 | 2017-11-27
2018/2019 | 2018-11-28 | 2255 | 2017-11-28
2018/2019 | 2018-11-29 | 2278 | 2017-11-29
2018/2019 | 2018-11-30 | 2244 | 2017-11-30
2018/2019 | 2018-12-01 | 2286 | 2017-12-01
2018/2019 | 2018-12-02 | 2302 | 2017-12-02
2018/2019 | 2018-12-03 | 2359 | 2017-12-03
2018/2019 | 2018-12-04 | 2259 | 2017-12-04
2018/2019 | 2018-12-05 | 2188 | 2017-12-05
2018/2019 | 2018-12-06 | 2212 | 2017-12-06
2018/2019 | 2018-12-07 | 2199 | 2017-12-07
2018/2019 | 2018-12-08 | 2281 | 2017-12-08
2018/2019 | 2018-12-09 | 2266 | 2017-12-09
2018/2019 | 2018-12-10 | 2333 | 2017-12-10
2018/2019 | 2018-12-11 | 2387 | 2017-12-11
2018/2019 | 2018-12-12 | 2313 | 2017-12-12
2018/2019 | 2018-12-13 | 2321 | 2017-12-13
2018/2019 | 2018-12-14 | 2226 | 2017-12-14
2018/2019 | 2018-12-15 | 2239 | 2017-12-15
2018/2019 | 2018-12-16 | 2180 | 2017-12-16
2018/2019 | 2018-12-17 | 2129 | 2017-12-17
2018/2019 | 2018-12-18 | 2123 | 2017-12-18
2018/2019 | 2018-12-19 | 2104 | 2017-12-19
2018/2019 | 2018-12-20 | 2060 | 2017-12-20
2018/2019 | 2018-12-21 | 2020 | 2017-12-21
2018/2019 | 2018-12-22 | 2006 | 2017-12-22
2018/2019 | 2018-12-23 | 2096 | 2017-12-23
2018/2019 | 2018-12-24 | 2096 | 2017-12-24
2018/2019 | 2018-12-25 | 2185 | 2017-12-25
2018/2019 | 2018-12-26 | 2273 | 2017-12-26
2018/2019 | 2018-12-27 | 2274 | 2017-12-27
2018/2019 | 2018-12-28 | 2247 | 2017-12-28
2018/2019 | 2018-12-29 | 2224 | 2017-12-29
2018/2019 | 2018-12-30 | 2346 | 2017-12-30
2018/2019 | 2018-12-31 | 2458 | 2017-12-31
2018/2019 | 2019-01-01 | 2446 | 2018-01-01
2018/2019 | 2019-01-02 | 2430 | 2018-01-02
2018/2019 | 2019-01-03 | 2451 | 2018-01-03
2018/2019 | 2019-01-04 | 2377 | 2018-01-04
2018/2019 | 2019-01-05 | 2330 | 2018-01-05
2018/2019 | 2019-01-06 | 2321 | 2018-01-06
2018/2019 | 2019-01-07 | 2371 | 2018-01-07
2018/2019 | 2019-01-08 | 2348 | 2018-01-08
2018/2019 | 2019-01-09 | 2363 | 2018-01-09
2018/2019 | 2019-01-10 | 2256 | 2018-01-10
2018/2019 | 2019-01-11 | 2233 | 2018-01-11
2018/2019 | 2019-01-12 | 2169 | 2018-01-12
2018/2019 | 2019-01-13 | 2234 | 2018-01-13
2018/2019 | 2019-01-14 | 2348 | 2018-01-14
2018/2019 | 2019-01-15 | 2318 | 2018-01-15
2018/2019 | 2019-01-16 | 2285 | 2018-01-16
2018/2019 | 2019-01-17 | 2249 | 2018-01-17
2018/2019 | 2019-01-18 | 2275 | 2018-01-18
2018/2019 | 2019-01-19 | 2214 | 2018-01-19
2018/2019 | 2019-01-20 | 2421 | 2018-01-20
2018/2019 | 2019-01-21 | 2336 | 2018-01-21
2018/2019 | 2019-01-22 | 2419 | 2018-01-22
2018/2019 | 2019-01-23 | 2317 | 2018-01-23
2018/2019 | 2019-01-24 | 2429 | 2018-01-24
2018/2019 | 2019-01-25 | 2294 | 2018-01-25
2018/2019 | 2019-01-26 | 2273 | 2018-01-26
2018/2019 | 2019-01-27 | 2287 | 2018-01-27
2018/2019 | 2019-01-28 | 2262 | 2018-01-28
2018/2019 | 2019-01-29 | 2227 | 2018-01-29
2018/2019 | 2019-01-30 | 2177 | 2018-01-30
2018/2019 | 2019-01-31 | 2158 | 2018-01-31
2018/2019 | 2019-02-01 | 2060 | 2018-02-01
2018/2019 | 2019-02-02 | 1949 | 2018-02-02
2018/2019 | 2019-02-03 | 1849 | 2018-02-03
2018/2019 | 2019-02-04 | 1761 | 2018-02-04
2018/2019 | 2019-02-05 | 1659 | 2018-02-05
2018/2019 | 2019-02-06 | 1653 | 2018-02-06
2018/2019 | 2019-02-07 | 1633 | 2018-02-07
2018/2019 | 2019-02-08 | 1605 | 2018-02-08
2018/2019 | 2019-02-09 | 1554 | 2018-02-09
2018/2019 | 2019-02-10 | 1524 | 2018-02-10
2018/2019 | 2019-02-11 | 1480 | 2018-02-11
2018/2019 | 2019-02-12 | 1520 | 2018-02-12
2018/2019 | 2019-02-13 | 1583 | 2018-02-13
2018/2019 | 2019-02-14 | 1653 | 2018-02-14
2018/2019 | 2019-02-15 | 1637 | 2018-02-15
2018/2019 | 2019-02-16 | 1461 | 2018-02-16
2018/2019 | 2019-02-17 | 1961 | 2018-02-17
2018/2019 | 2019-02-18 | 1968 | 2018-02-18
2018/2019 | 2019-02-19 | 1920 | 2018-02-19
2018/2019 | 2019-02-20 | 1864 | 2018-02-20
2018/2019 | 2019-02-21 | 1823 | 2018-02-21
2018/2019 | 2019-02-22 | 1795 | 2018-02-22
2018/2019 | 2019-02-23 | 1736 | 2018-02-23
2018/2019 | 2019-02-24 | 1711 | 2018-02-24
2018/2019 | 2019-02-25 | 1751 | 2018-02-25
2018/2019 | 2019-02-26 | 1698 | 2018-02-26
2018/2019 | 2019-02-27 | 1640 | 2018-02-27
2018/2019 | 2019-02-28 | 1581 | 2018-02-28
2018/2019 | 2019-03-01 | 1493 | 2018-03-01
2018/2019 | 2019-03-02 | 1519 | 2018-03-02
2018/2019 | 2019-03-03 | 1529 | 2018-03-03
2018/2019 | 2019-03-04 | 1562 | 2018-03-04
2018/2019 | 2019-03-05 | 1559 | 2018-03-05
2018/2019 | 2019-03-06 | 1503 | 2018-03-06
2018/2019 | 2019-03-07 | 1605 | 2018-03-07
2018/2019 | 2019-03-08 | 1627 | 2018-03-08
2018/2019 | 2019-03-09 | 1525 | 2018-03-09
2018/2019 | 2019-03-10 | 1460 | 2018-03-10
2018/2019 | 2019-03-11 | 1493 | 2018-03-11
2018/2019 | 2019-03-12 | 1391 | 2018-03-12
2018/2019 | 2019-03-13 | 1330 | 2018-03-13
2018/2019 | 2019-03-14 | 1239 | 2018-03-14
2018/2019 | 2019-03-15 | 1171 | 2018-03-15
2018/2019 | 2019-03-16 | 1113 | 2018-03-16
2018/2019 | 2019-03-17 | 1063 | 2018-03-17
2018/2019 | 2019-03-18 | 1062 | 2018-03-18
2018/2019 | 2019-03-19 | 1139 | 2018-03-19
2018/2019 | 2019-03-20 | 1221 | 2018-03-20
2018/2019 | 2019-03-21 | 1212 | 2018-03-21
2018/2019 | 2019-03-22 | 1200 | 2018-03-22
2018/2019 | 2019-03-23 | 1167 | 2018-03-23
2018/2019 | 2019-03-24 | 1223 | 2018-03-24
2018/2019 | 2019-03-25 | 1216 | 2018-03-25
2018/2019 | 2019-03-26 | 1308 | 2018-03-26
2018/2019 | 2019-03-27 | 1368 | 2018-03-27
2018/2019 | 2019-03-28 | 1271 | 2018-03-28
2018/2019 | 2019-03-29 | 1218 | 2018-03-29
2018/2019 | 2019-03-30 | 1196 | 2018-03-30
2018/2019 | 2019-03-31 | 1314 | 2018-03-31
2018/2019 | 2019-04-01 | 1297 | 2018-04-01
2018/2019 | 2019-04-02 | 1226 | 2018-04-02
2018/2019 | 2019-04-03 | 1210 | 2018-04-03
2018/2019 | 2019-04-04 | 1198 | 2018-04-04
2018/2019 | 2019-04-05 | 1265 | 2018-04-05
2018/2019 | 2019-04-06 | 1307 | 2018-04-06
2018/2019 | 2019-04-07 | 1332 | 2018-04-07
2018/2019 | 2019-04-08 | 1261 | 2018-04-08
2018/2019 | 2019-04-09 | 1321 | 2018-04-09
2018/2019 | 2019-04-10 | 1413 | 2018-04-10
2018/2019 | 2019-04-11 | 1292 | 2018-04-11
2018/2019 | 2019-04-12 | 1290 | 2018-04-12
2018/2019 | 2019-04-13 | 1216 | 2018-04-13
2018/2019 | 2019-04-14 | 1181 | 2018-04-14
2018/2019 | 2019-04-15 | 1138 | 2018-04-15
2018/2019 | 2019-04-16 | 1063 | 2018-04-16
2018/2019 | 2019-04-17 | 1123 | 2018-04-17
2018/2019 | 2019-04-18 | 1072 | 2018-04-18
2018/2019 | 2019-04-19 | 1114 | 2018-04-19
2018/2019 | 2019-04-20 | 1086 | 2018-04-20
2018/2019 | 2019-04-21 | 1127 | 2018-04-21
2018/2019 | 2019-04-22 | 1197 | 2018-04-22
2018/2019 | 2019-04-23 | 1220 | 2018-04-23
2018/2019 | 2019-04-24 | 1352 | 2018-04-24
2018/2019 | 2019-04-25 | 1329 | 2018-04-25
2018/2019 | 2019-04-26 | 1355 | 2018-04-26
2018/2019 | 2019-04-27 | 1461 | 2018-04-27
2018/2019 | 2019-04-28 | 1563 | 2018-04-28
2018/2019 | 2019-04-29 | 1542 | 2018-04-29
2018/2019 | 2019-04-30 | 1464 | 2018-04-30
2018/2019 | 2019-05-01 | 1530 | 2018-05-01
2018/2019 | 2019-05-02 | 1448 | 2018-05-02
2018/2019 | 2019-05-03 | 1505 | 2018-05-03
2018/2019 | 2019-05-04 | 1546 | 2018-05-04
2018/2019 | 2019-05-05 | 1506 | 2018-05-05
2018/2019 | 2019-05-06 | 1609 | 2018-05-06
2018/2019 | 2019-05-07 | 1672 | 2018-05-07
2018/2019 | 2019-05-08 | 1596 | 2018-05-08
2018/2019 | 2019-05-09 | 1633 | 2018-05-09
2018/2019 | 2019-05-10 | 1513 | 2018-05-10
2018/2019 | 2019-05-11 | 1578 | 2018-05-11
2018/2019 | 2019-05-12 | 1522 | 2018-05-12
2018/2019 | 2019-05-13 | 1469 | 2018-05-13
2018/2019 | 2019-05-14 | 1611 | 2018-05-14
2018/2019 | 2019-05-15 | 1551 | 2018-05-15
2018/2019 | 2019-05-16 | 1489 | 2018-05-16
2018/2019 | 2019-05-17 | 1446 | 2018-05-17
2018/2019 | 2019-05-18 | 1532 | 2018-05-18
2018/2019 | 2019-05-19 | 1465 | 2018-05-19
2018/2019 | 2019-05-20 | 1504 | 2018-05-20
2018/2019 | 2019-05-21 | 1528 | 2018-05-21
2018/2019 | 2019-05-22 | 1616 | 2018-05-22
2018/2019 | 2019-05-23 | 1568 | 2018-05-23
2018/2019 | 2019-05-24 | 1647 | 2018-05-24
2018/2019 | 2019-05-25 | 1615 | 2018-05-25
2018/2019 | 2019-05-26 | 1753 | 2018-05-26
2018/2019 | 2019-05-27 | 1753 | 2018-05-27
2018/2019 | 2019-05-28 | 1723 | 2018-05-28
2018/2019 | 2019-05-29 | 1843 | 2018-05-29
2018/2019 | 2019-05-30 | 1741 | 2018-05-30
2018/2019 | 2019-05-31 | 1712 | 2018-05-31
2018/2019 | 2019-06-01 | 1685 | 2018-06-01
2018/2019 | 2019-06-02 | 1692 | 2018-06-02
2018/2019 | 2019-06-03 | 1723 | 2018-06-03
2018/2019 | 2019-06-04 | 1810 | 2018-06-04
2018/2019 | 2019-06-05 | 1788 | 2018-06-05
2018/2019 | 2019-06-06 | 1759 | 2018-06-06
2018/2019 | 2019-06-07 | 1733 | 2018-06-07
2018/2019 | 2019-06-08 | 1705 | 2018-06-08
2018/2019 | 2019-06-09 | 1694 | 2018-06-09
2018/2019 | 2019-06-10 | 1778 | 2018-06-10
2018/2019 | 2019-06-11 | 1753 | 2018-06-11
2018/2019 | 2019-06-12 | 1700 | 2018-06-12
2018/2019 | 2019-06-13 | 1655 | 2018-06-13
2018/2019 | 2019-06-14 | 1584 | 2018-06-14
2018/2019 | 2019-06-15 | 1538 | 2018-06-15
2018/2019 | 2019-06-16 | 1522 | 2018-06-16
2018/2019 | 2019-06-17 | 1520 | 2018-06-17
2018/2019 | 2019-06-18 | 1502 | 2018-06-18
2018/2019 | 2019-06-19 | 1463 | 2018-06-19
2018/2019 | 2019-06-20 | 1432 | 2018-06-20
2018/2019 | 2019-06-21 | 1406 | 2018-06-21
2018/2019 | 2019-06-22 | 1395 | 2018-06-22
2018/2019 | 2019-06-23 | 1557 | 2018-06-23
2018/2019 | 2019-06-24 | 1576 | 2018-06-24
2018/2019 | 2019-06-25 | 1642 | 2018-06-25
2018/2019 | 2019-06-26 | 1664 | 2018-06-26
2018/2019 | 2019-06-27 | 1648 | 2018-06-27
2018/2019 | 2019-06-28 | 1633 | 2018-06-28
2018/2019 | 2019-06-29 | 1662 | 2018-06-29
2018/2019 | 2019-06-30 | 1760 | 2018-06-30
2018/2019 | 2019-07-01 | 1761 | 2018-07-01
2018/2019 | 2019-07-02 | 1735 | 2018-07-02
2018/2019 | 2019-07-03 | 1704 | 2018-07-03
2018/2019 | 2019-07-04 | 1640 | 2018-07-04
2018/2019 | 2019-07-05 | 1626 | 2018-07-05
2018/2019 | 2019-07-06 | 1627 | 2018-07-06
2018/2019 | 2019-07-07 | 1635 | 2018-07-07
2018/2019 | 2019-07-08 | 1654 | 2018-07-08
2018/2019 | 2019-07-09 | 1646 | 2018-07-09
2018/2019 | 2019-07-10 | 1721 | 2018-07-10
2018/2019 | 2019-07-11 | 1697 | 2018-07-11
2018/2019 | 2019-07-12 | 1670 | 2018-07-12
2018/2019 | 2019-07-13 | 1681 | 2018-07-13
2018/2019 | 2019-07-14 | 1691 | 2018-07-14
2018/2019 | 2019-07-15 | 1708 | 2018-07-15
2018/2019 | 2019-07-16 | 1712 | 2018-07-16
2018/2019 | 2019-07-17 | 1732 | 2018-07-17
2018/2019 | 2019-07-18 | 1724 | 2018-07-18
2018/2019 | 2019-07-19 | 1723 | 2018-07-19
2018/2019 | 2019-07-20 | 1719 | 2018-07-20
2018/2019 | 2019-07-21 | 1745 | 2018-07-21
2018/2019 | 2019-07-22 | 1914 | 2018-07-22
2018/2019 | 2019-07-23 | 1928 | 2018-07-23
2018/2019 | 2019-07-24 | 1923 | 2018-07-24
2018/2019 | 2019-07-25 | 1917 | 2018-07-25
2018/2019 | 2019-07-26 | 1913 | 2018-07-26
2018/2019 | 2019-07-27 | 1987 | 2018-07-27
2018/2019 | 2019-07-28 | 2074 | 2018-07-28
2018/2019 | 2019-07-29 | 2096 | 2018-07-29
2018/2019 | 2019-07-30 | 2094 | 2018-07-30
2018/2019 | 2019-07-31 | 2119 | 2018-07-31
2018/2019 | 2019-08-01 | 2193 | 2018-08-01
2018/2019 | 2019-08-02 | 2178 | 2018-08-02
2018/2019 | 2019-08-03 | 2203 | 2018-08-03
2018/2019 | 2019-08-04 | 2195 | 2018-08-04
2018/2019 | 2019-08-05 | 2095 | 2018-08-05
2018/2019 | 2019-08-06 | 1871 | 2018-08-06
2018/2019 | 2019-08-07 | 2186 | 2018-08-07
2018/2019 | 2019-08-08 | 2178 | 2018-08-08
2018/2019 | 2019-08-09 | 2155 | 2018-08-09
2018/2019 | 2019-08-10 | 2162 | 2018-08-10
2018/2019 | 2019-08-11 | 2177 | 2018-08-11
2018/2019 | 2019-08-12 | 2176 | 2018-08-12
2018/2019 | 2019-08-13 | 2157 | 2018-08-13
2018/2019 | 2019-08-14 | 2169 | 2018-08-14
2018/2019 | 2019-08-15 | 2203 | 2018-08-15
2018/2019 | 2019-08-16 | 2248 | 2018-08-16
2018/2019 | 2019-08-17 | 2255 | 2018-08-17
2018/2019 | 2019-08-18 | 2284 | 2018-08-18
2018/2019 | 2019-08-19 | 2314 | 2018-08-19
2018/2019 | 2019-08-20 | 2319 | 2018-08-20
2018/2019 | 2019-08-21 | 2307 | 2018-08-21
2018/2019 | 2019-08-22 | 2308 | 2018-08-22
2018/2019 | 2019-08-23 | 2304 | 2018-08-23
2018/2019 | 2019-08-24 | 2306 | 2018-08-24
2018/2019 | 2019-08-25 | 2303 | 2018-08-25
2018/2019 | 2019-08-26 | 2303 | 2018-08-26
2018/2019 | 2019-08-27 | 2295 | 2018-08-27
2018/2019 | 2019-08-28 | 2273 | 2018-08-28
2018/2019 | 2019-08-29 | 2270 | 2018-08-29
2018/2019 | 2019-08-30 | 2270 | 2018-08-30
2018/2019 | 2019-08-31 | 2257 | 2018-08-31
2018/2019 | 2019-09-01 | 2262 | 2018-09-01
2018/2019 | 2019-09-02 | 2259 | 2018-09-02
2018/2019 | 2019-09-03 | 2388 | 2018-09-03
2018/2019 | 2019-09-04 | 2382 | 2018-09-04
2018/2019 | 2019-09-05 | 2363 | 2018-09-05
2018/2019 | 2019-09-06 | 2325 | 2018-09-06
2018/2019 | 2019-09-07 | 2286 | 2018-09-07
2018/2019 | 2019-09-08 | 2378 | 2018-09-08
2018/2019 | 2019-09-09 | 2378 | 2018-09-09
2018/2019 | 2019-09-10 | 2308 | 2018-09-10
2018/2019 | 2019-09-11 | 2420 | 2018-09-11
2018/2019 | 2019-09-12 | 2295 | 2018-09-12
2018/2019 | 2019-09-13 | 2348 | 2018-09-13
2018/2019 | 2019-09-14 | 2303 | 2018-09-14
2018/2019 | 2019-09-15 | 2311 | 2018-09-15
2018/2019 | 2019-09-16 | 2393 | 2018-09-16
2018/2019 | 2019-09-17 | 2443 | 2018-09-17
2018/2019 | 2019-09-18 | 2496 | 2018-09-18
2018/2019 | 2019-09-19 | 2507 | 2018-09-19
2018/2019 | 2019-09-20 | 2570 | 2018-09-20
2018/2019 | 2019-09-21 | 2538 | 2018-09-21
2018/2019 | 2019-09-22 | 2540 | 2018-09-22
2018/2019 | 2019-09-23 | 2679 | 2018-09-23
2018/2019 | 2019-09-24 | 2640 | 2018-09-24
2018/2019 | 2019-09-25 | 2588 | 2018-09-25
2018/2019 | 2019-09-26 | 2533 | 2018-09-26
2018/2019 | 2019-09-27 | 2497 | 2018-09-27
2018/2019 | 2019-09-28 | 2446 | 2018-09-28
2018/2019 | 2019-09-29 | 2414 | 2018-09-29
2018/2019 | 2019-09-30 | 2404 | 2018-09-30
2019/2020 | 2019-10-01 | 2459 | 2017-10-01
2019/2020 | 2019-10-02 | 2471 | 2017-10-02
2019/2020 | 2019-10-03 | 2477 | 2017-10-03
2019/2020 | 2019-10-04 | 2382 | 2017-10-04
2019/2020 | 2019-10-05 | 2316 | 2017-10-05
2019/2020 | 2019-10-06 | 2503 | 2017-10-06
2019/2020 | 2019-10-07 | 2496 | 2017-10-07
2019/2020 | 2019-10-08 | 2481 | 2017-10-08
2019/2020 | 2019-10-09 | 2536 | 2017-10-09
2019/2020 | 2019-10-10 | 2473 | 2017-10-10
2019/2020 | 2019-10-11 | 2427 | 2017-10-11
2019/2020 | 2019-10-12 | 2394 | 2017-10-12
2019/2020 | 2019-10-13 | 2565 | 2017-10-13
2019/2020 | 2019-10-14 | 2615 | 2017-10-14
2019/2020 | 2019-10-15 | 2549 | 2017-10-15
2019/2020 | 2019-10-16 | 2571 | 2017-10-16
2019/2020 | 2019-10-17 | 2615 | 2017-10-17
2019/2020 | 2019-10-18 | 2715 | 2017-10-18
2019/2020 | 2019-10-19 | 2632 | 2017-10-19
2019/2020 | 2019-10-20 | 2713 | 2017-10-20
2019/2020 | 2019-10-21 | 2750 | 2017-10-21
2019/2020 | 2019-10-22 | 2755 | 2017-10-22
2019/2020 | 2019-10-23 | 2680 | 2017-10-23
2019/2020 | 2019-10-24 | 2731 | 2017-10-24
2019/2020 | 2019-10-25 | 2652 | 2017-10-25
2019/2020 | 2019-10-26 | 2593 | 2017-10-26
2019/2020 | 2019-10-27 | 2678 | 2017-10-27
2019/2020 | 2019-10-28 | 2680 | 2017-10-28
2019/2020 | 2019-10-29 | 2589 | 2017-10-29
2019/2020 | 2019-10-30 | 2555 | 2017-10-30
2019/2020 | 2019-10-31 | 2441 | 2017-10-31
2019/2020 | 2019-11-01 | 2380 | 2017-11-01
2019/2020 | 2019-11-02 | 2448 | 2017-11-02
2019/2020 | 2019-11-03 | 2431 | 2017-11-03
2019/2020 | 2019-11-04 | 2404 | 2017-11-04
2019/2020 | 2019-11-05 | 2431 | 2017-11-05
2019/2020 | 2019-11-06 | 2485 | 2017-11-06
2019/2020 | 2019-11-07 | 2490 | 2017-11-07
2019/2020 | 2019-11-08 | 2607 | 2017-11-08
2019/2020 | 2019-11-09 | 2684 | 2017-11-09
2019/2020 | 2019-11-10 | 2711 | 2017-11-10
2019/2020 | 2019-11-11 | 2741 | 2017-11-11
2019/2020 | 2019-11-12 | 2639 | 2017-11-12
2019/2020 | 2019-11-13 | 2527 | 2017-11-13
2019/2020 | 2019-11-14 | 2584 | 2017-11-14
2019/2020 | 2019-11-15 | 2453 | 2017-11-15
2019/2020 | 2019-11-16 | 2432 | 2017-11-16
2019/2020 | 2019-11-17 | 2381 | 2017-11-17
2019/2020 | 2019-11-18 | 2486 | 2017-11-18
2019/2020 | 2019-11-19 | 2353 | 2017-11-19
2019/2020 | 2019-11-20 | 2296 | 2017-11-20
2019/2020 | 2019-11-21 | 2260 | 2017-11-21
2019/2020 | 2019-11-22 | 2127 | 2017-11-22
2019/2020 | 2019-11-23 | 2172 | 2017-11-23
2019/2020 | 2019-11-24 | 2287 | 2017-11-24
2019/2020 | 2019-11-25 | 2346 | 2017-11-25
2019/2020 | 2019-11-26 | 2405 | 2017-11-26
2019/2020 | 2019-11-27 | 2399 | 2017-11-27
2019/2020 | 2019-11-28 | 2351 | 2017-11-28
2019/2020 | 2019-11-29 | 2391 | 2017-11-29
2019/2020 | 2019-11-30 | 2308 | 2017-11-30
2019/2020 | 2019-12-01 | 2223 | 2017-12-01
2019/2020 | 2019-12-02 | 2297 | 2017-12-02
2019/2020 | 2019-12-03 | 2253 | 2017-12-03
2019/2020 | 2019-12-04 | 2193 | 2017-12-04
2019/2020 | 2019-12-05 | 2173 | 2017-12-05
2019/2020 | 2019-12-06 | 2147 | 2017-12-06
2019/2020 | 2019-12-07 | 2045 | 2017-12-07
2019/2020 | 2019-12-08 | 1978 | 2017-12-08
2019/2020 | 2019-12-09 | 1963 | 2017-12-09
2019/2020 | 2019-12-10 | 1928 | 2017-12-10
2019/2020 | 2019-12-11 | 1925 | 2017-12-11
2019/2020 | 2019-12-12 | 1894 | 2017-12-12
2019/2020 | 2019-12-13 | 1936 | 2017-12-13
2019/2020 | 2019-12-14 | 1964 | 2017-12-14
2019/2020 | 2019-12-15 | 1899 | 2017-12-15
2019/2020 | 2019-12-16 | 1811 | 2017-12-16
2019/2020 | 2019-12-17 | 1806 | 2017-12-17
2019/2020 | 2019-12-18 | 1809 | 2017-12-18
2019/2020 | 2019-12-19 | 1912 | 2017-12-19
2019/2020 | 2019-12-20 | 1953 | 2017-12-20
2019/2020 | 2019-12-21 | 1996 | 2017-12-21
2019/2020 | 2019-12-22 | 2108 | 2017-12-22
2019/2020 | 2019-12-23 | 2203 | 2017-12-23
2019/2020 | 2019-12-24 | 2157 | 2017-12-24
2019/2020 | 2019-12-25 | 2317 | 2017-12-25
2019/2020 | 2019-12-26 | 2352 | 2017-12-26
2019/2020 | 2019-12-27 | 2378 | 2017-12-27
2019/2020 | 2019-12-28 | 2427 | 2017-12-28
2019/2020 | 2019-12-29 | 2501 | 2017-12-29
2019/2020 | 2019-12-30 | 2459 | 2017-12-30
2019/2020 | 2019-12-31 | 2380 | 2017-12-31
2019/2020 | 2020-01-01 | 2499 | 2018-01-01
2019/2020 | 2020-01-02 | 2560 | 2018-01-02
2019/2020 | 2020-01-03 | 2502 | 2018-01-03
2019/2020 | 2020-01-04 | 2505 | 2018-01-04
2019/2020 | 2020-01-05 | 2483 | 2018-01-05
2019/2020 | 2020-01-06 | 2518 | 2018-01-06
2019/2020 | 2020-01-07 | 2435 | 2018-01-07
2019/2020 | 2020-01-08 | 2424 | 2018-01-08
2019/2020 | 2020-01-09 | 2418 | 2018-01-09
2019/2020 | 2020-01-10 | 2360 | 2018-01-10
2019/2020 | 2020-01-11 | 2335 | 2018-01-11
2019/2020 | 2020-01-12 | 2265 | 2018-01-12
2019/2020 | 2020-01-13 | 2203 | 2018-01-13
2019/2020 | 2020-01-14 | 2113 | 2018-01-14
2019/2020 | 2020-01-15 | 2117 | 2018-01-15
2019/2020 | 2020-01-16 | 2071 | 2018-01-16
2019/2020 | 2020-01-17 | 2109 | 2018-01-17
2019/2020 | 2020-01-18 | 2158 | 2018-01-18
2019/2020 | 2020-01-19 | 2158 | 2018-01-19
2019/2020 | 2020-01-20 | 2176 | 2018-01-20
2019/2020 | 2020-01-21 | 2143 | 2018-01-21
2019/2020 | 2020-01-22 | 1964 | 2018-01-22
2019/2020 | 2020-01-23 | 1973 | 2018-01-23
2019/2020 | 2020-01-24 | 2012 | 2018-01-24
2019/2020 | 2020-01-25 | 1939 | 2018-01-25
2019/2020 | 2020-01-26 | 1972 | 2018-01-26
2019/2020 | 2020-01-27 | 2005 | 2018-01-27
2019/2020 | 2020-01-28 | 1908 | 2018-01-28
2019/2020 | 2020-01-29 | 1801 | 2018-01-29
2019/2020 | 2020-01-30 | 1901 | 2018-01-30
2019/2020 | 2020-01-31 | 1815 | 2018-01-31
2019/2020 | 2020-02-01 | 1761 | 2018-02-01
2019/2020 | 2020-02-02 | 1818 | 2018-02-02
2019/2020 | 2020-02-03 | 1776 | 2018-02-03
2019/2020 | 2020-02-04 | 1851 | 2018-02-04
2019/2020 | 2020-02-05 | 1975 | 2018-02-05
2019/2020 | 2020-02-06 | 1820 | 2018-02-06
2019/2020 | 2020-02-07 | 1854 | 2018-02-07
2019/2020 | 2020-02-08 | 1800 | 2018-02-08
2019/2020 | 2020-02-09 | 1739 | 2018-02-09
2019/2020 | 2020-02-10 | 1676 | 2018-02-10
2019/2020 | 2020-02-11 | 1558 | 2018-02-11
2019/2020 | 2020-02-12 | 1424 | 2018-02-12
2019/2020 | 2020-02-13 | 1362 | 2018-02-13
2019/2020 | 2020-02-14 | 1318 | 2018-02-14
2019/2020 | 2020-02-15 | 1320 | 2018-02-15
2019/2020 | 2020-02-16 | 1263 | 2018-02-16
2019/2020 | 2020-02-17 | 1205 | 2018-02-17
2019/2020 | 2020-02-18 | 1115 | 2018-02-18
2019/2020 | 2020-02-19 | 1098 | 2018-02-19
2019/2020 | 2020-02-20 | 1065 | 2018-02-20
2019/2020 | 2020-02-21 | 1061 | 2018-02-21
2019/2020 | 2020-02-22 | 1023 | 2018-02-22
2019/2020 | 2020-02-23 | 1018 | 2018-02-23
2019/2020 | 2020-02-24 | 985 | 2018-02-24
2019/2020 | 2020-02-25 | 987 | 2018-02-25
2019/2020 | 2020-02-26 | 983 | 2018-02-26
2019/2020 | 2020-02-27 | 886 | 2018-02-27
2019/2020 | 2020-02-28 | 926 | 2018-02-28
2019/2020 | 2020-02-29 | 964 | 2018-03-01
2019/2020 | 2020-03-01 | 920 | 2018-03-01
2019/2020 | 2020-03-02 | 860 | 2018-03-02
2019/2020 | 2020-03-03 | 877 | 2018-03-03
2019/2020 | 2020-03-04 | 972 | 2018-03-04
2019/2020 | 2020-03-05 | 1055 | 2018-03-05
2019/2020 | 2020-03-06 | 1020 | 2018-03-06
2019/2020 | 2020-03-07 | 1065 | 2018-03-07
2019/2020 | 2020-03-08 | 1015 | 2018-03-08
2019/2020 | 2020-03-09 | 1069 | 2018-03-09
2019/2020 | 2020-03-10 | 1016 | 2018-03-10
2019/2020 | 2020-03-11 | 1068 | 2018-03-11
2019/2020 | 2020-03-12 | 1111 | 2018-03-12
2019/2020 | 2020-03-13 | 1104 | 2018-03-13
2019/2020 | 2020-03-14 | 1266 | 2018-03-14
2019/2020 | 2020-03-15 | 1282 | 2018-03-15
2019/2020 | 2020-03-16 | 1270 | 2018-03-16
2019/2020 | 2020-03-17 | 1318 | 2018-03-17
2019/2020 | 2020-03-18 | 1262 | 2018-03-18
2019/2020 | 2020-03-19 | 1271 | 2018-03-19
2019/2020 | 2020-03-20 | 1254 | 2018-03-20
2019/2020 | 2020-03-21 | 1200 | 2018-03-21
2019/2020 | 2020-03-22 | 1169 | 2018-03-22
2019/2020 | 2020-03-23 | 1218 | 2018-03-23
2019/2020 | 2020-03-24 | 1274 | 2018-03-24
2019/2020 | 2020-03-25 | 1361 | 2018-03-25
2019/2020 | 2020-03-26 | 1359 | 2018-03-26
2019/2020 | 2020-03-27 | 1281 | 2018-03-27
2019/2020 | 2020-03-28 | 1208 | 2018-03-28
2019/2020 | 2020-03-29 | 1161 | 2018-03-29
2019/2020 | 2020-03-30 | 1089 | 2018-03-30
2019/2020 | 2020-03-31 | 995 | 2018-03-31
2019/2020 | 2020-04-01 | 895 | 2018-04-01
2019/2020 | 2020-04-02 | 1037 | 2018-04-02
2019/2020 | 2020-04-03 | 956 | 2018-04-03
2019/2020 | 2020-04-04 | 861 | 2018-04-04
2019/2020 | 2020-04-05 | 888 | 2018-04-05
2019/2020 | 2020-04-06 | 1024 | 2018-04-06
2019/2020 | 2020-04-07 | 1004 | 2018-04-07
2019/2020 | 2020-04-08 | 1059 | 2018-04-08
2019/2020 | 2020-04-09 | 1159 | 2018-04-09
2019/2020 | 2020-04-10 | 1121 | 2018-04-10
2019/2020 | 2020-04-11 | 1180 | 2018-04-11
2019/2020 | 2020-04-12 | 1212 | 2018-04-12
2019/2020 | 2020-04-13 | 1456 | 2018-04-13
2019/2020 | 2020-04-14 | 1387 | 2018-04-14
2019/2020 | 2020-04-15 | 1434 | 2018-04-15
2019/2020 | 2020-04-16 | 1559 | 2018-04-16
2019/2020 | 2020-04-17 | 1538 | 2018-04-17
2019/2020 | 2020-04-18 | 1506 | 2018-04-18
2019/2020 | 2020-04-19 | 1552 | 2018-04-19
2019/2020 | 2020-04-20 | 1734 | 2018-04-20
2019/2020 | 2020-04-21 | 1720 | 2018-04-21
2019/2020 | 2020-04-22 | 1784 | 2018-04-22
2019/2020 | 2020-04-23 | 1864 | 2018-04-23
2019/2020 | 2020-04-24 | 1848 | 2018-04-24
2019/2020 | 2020-04-25 | 1807 | 2018-04-25
2019/2020 | 2020-04-26 | 1795 | 2018-04-26
2019/2020 | 2020-04-27 | 1896 | 2018-04-27
2019/2020 | 2020-04-28 | 1842 | 2018-04-28
2019/2020 | 2020-04-29 | 1747 | 2018-04-29
2019/2020 | 2020-04-30 | 1799 | 2018-04-30
2019/2020 | 2020-05-01 | 1726 | 2018-05-01
2019/2020 | 2020-05-02 | 1754 | 2018-05-02
2019/2020 | 2020-05-03 | 1827 | 2018-05-03
2019/2020 | 2020-05-04 | 1746 | 2018-05-04
2019/2020 | 2020-05-05 | 1744 | 2018-05-05
2019/2020 | 2020-05-06 | 1865 | 2018-05-06
2019/2020 | 2020-05-07 | 1908 | 2018-05-07
2019/2020 | 2020-05-08 | 1878 | 2018-05-08
2019/2020 | 2020-05-09 | 1840 | 2018-05-09
2019/2020 | 2020-05-10 | 1940 | 2018-05-10
2019/2020 | 2020-05-11 | 1902 | 2018-05-11
2019/2020 | 2020-05-12 | 1830 | 2018-05-12
2019/2020 | 2020-05-13 | 1947 | 2018-05-13
2019/2020 | 2020-05-14 | 1844 | 2018-05-14
2019/2020 | 2020-05-15 | 1956 | 2018-05-15
2019/2020 | 2020-05-16 | 1973 | 2018-05-16
2019/2020 | 2020-05-17 | 1941 | 2018-05-17
2019/2020 | 2020-05-18 | 1888 | 2018-05-18
2019/2020 | 2020-05-19 | 1991 | 2018-05-19
2019/2020 | 2020-05-20 | 1931 | 2018-05-20
2019/2020 | 2020-05-21 | 1828 | 2018-05-21
2019/2020 | 2020-05-22 | 1881 | 2018-05-22
2019/2020 | 2020-05-23 | 1887 | 2018-05-23
2019/2020 | 2020-05-24 | 1863 | 2018-05-24
2019/2020 | 2020-05-25 | 1918 | 2018-05-25
2019/2020 | 2020-05-26 | 1941 | 2018-05-26
2019/2020 | 2020-05-27 | 1898 | 2018-05-27
2019/2020 | 2020-05-28 | 2005 | 2018-05-28
2019/2020 | 2020-05-29 | 1966 | 2018-05-29
2019/2020 | 2020-05-30 | 1943 | 2018-05-30
2019/2020 | 2020-05-31 | 1933 | 2018-05-31
2019/2020 | 2020-06-01 | 1920 | 2018-06-01
2019/2020 | 2020-06-02 | 2019 | 2018-06-02
2019/2020 | 2020-06-03 | 1972 | 2018-06-03
2019/2020 | 2020-06-04 | 1938 | 2018-06-04
2019/2020 | 2020-06-05 | 1892 | 2018-06-05
2019/2020 | 2020-06-06 | 1928 | 2018-06-06
2019/2020 | 2020-06-07 | 1921 | 2018-06-07
2019/2020 | 2020-06-08 | 2096 | 2018-06-08
2019/2020 | 2020-06-09 | 2020 | 2018-06-09
2019/2020 | 2020-06-10 | 1932 | 2018-06-10
2019/2020 | 2020-06-11 | 1982 | 2018-06-11
2019/2020 | 2020-06-12 | 1930 | 2018-06-12
2019/2020 | 2020-06-13 | 1879 | 2018-06-13
2019/2020 | 2020-06-14 | 2065 | 2018-06-14
2019/2020 | 2020-06-15 | 2091 | 2018-06-15
2019/2020 | 2020-06-16 | 2183 | 2018-06-16
2019/2020 | 2020-06-17 | 2117 | 2018-06-17
2019/2020 | 2020-06-18 | 2064 | 2018-06-18
2019/2020 | 2020-06-19 | 2010 | 2018-06-19
2019/2020 | 2020-06-20 | 2138 | 2018-06-20
2019/2020 | 2020-06-21 | 2139 | 2018-06-21
2019/2020 | 2020-06-22 | 2154 | 2018-06-22
2019/2020 | 2020-06-23 | 2144 | 2018-06-23
2019/2020 | 2020-06-24 | 2102 | 2018-06-24
2019/2020 | 2020-06-25 | 2190 | 2018-06-25
2019/2020 | 2020-06-26 | 2197 | 2018-06-26
2019/2020 | 2020-06-27 | 2168 | 2018-06-27
2019/2020 | 2020-06-28 | 2170 | 2018-06-28
2019/2020 | 2020-06-29 | 2170 | 2018-06-29
2019/2020 | 2020-06-30 | 2146 | 2018-06-30
2019/2020 | 2020-07-01 | 2105 | 2018-07-01
2019/2020 | 2020-07-02 | 2079 | 2018-07-02
2019/2020 | 2020-07-03 | 2134 | 2018-07-03
2019/2020 | 2020-07-04 | 2141 | 2018-07-04
2019/2020 | 2020-07-05 | 2158 | 2018-07-05
2019/2020 | 2020-07-06 | 2344 | 2018-07-06
2019/2020 | 2020-07-07 | 2335 | 2018-07-07
2019/2020 | 2020-07-08 | 2296 | 2018-07-08
2019/2020 | 2020-07-09 | 2255 | 2018-07-09
2019/2020 | 2020-07-10 | 2226 | 2018-07-10
2019/2020 | 2020-07-11 | 2218 | 2018-07-11
2019/2020 | 2020-07-12 | 2216 | 2018-07-12
2019/2020 | 2020-07-13 | 2231 | 2018-07-13
2019/2020 | 2020-07-14 | 2346 | 2018-07-14
2019/2020 | 2020-07-15 | 2311 | 2018-07-15
2019/2020 | 2020-07-16 | 2275 | 2018-07-16
2019/2020 | 2020-07-17 | 2252 | 2018-07-17
2019/2020 | 2020-07-18 | 2226 | 2018-07-18
2019/2020 | 2020-07-19 | 2216 | 2018-07-19
2019/2020 | 2020-07-20 | 2364 | 2018-07-20
2019/2020 | 2020-07-21 | 2343 | 2018-07-21
2019/2020 | 2020-07-22 | 2298 | 2018-07-22
2019/2020 | 2020-07-23 | 2272 | 2018-07-23
2019/2020 | 2020-07-24 | 2243 | 2018-07-24
2019/2020 | 2020-07-25 | 2292 | 2018-07-25
2019/2020 | 2020-07-26 | 2329 | 2018-07-26
2019/2020 | 2020-07-27 | 2324 | 2018-07-27
2019/2020 | 2020-07-28 | 2432 | 2018-07-28
2019/2020 | 2020-07-29 | 2406 | 2018-07-29
2019/2020 | 2020-07-30 | 2367 | 2018-07-30
2019/2020 | 2020-07-31 | 2334 | 2018-07-31
2019/2020 | 2020-08-01 | 2306 | 2018-08-01
2019/2020 | 2020-08-02 | 2372 | 2018-08-02
2019/2020 | 2020-08-03 | 2361 | 2018-08-03
2019/2020 | 2020-08-04 | 2427 | 2018-08-04
2019/2020 | 2020-08-05 | 2482 | 2018-08-05
2019/2020 | 2020-08-06 | 2467 | 2018-08-06
2019/2020 | 2020-08-07 | 2432 | 2018-08-07
2019/2020 | 2020-08-08 | 2395 | 2018-08-08
2019/2020 | 2020-08-09 | 2478 | 2018-08-09
2019/2020 | 2020-08-10 | 2525 | 2018-08-10
2019/2020 | 2020-08-11 | 2494 | 2018-08-11
2019/2020 | 2020-08-12 | 2461 | 2018-08-12
2019/2020 | 2020-08-13 | 2435 | 2018-08-13
2019/2020 | 2020-08-14 | 2403 | 2018-08-14
2019/2020 | 2020-08-15 | 2384 | 2018-08-15
2019/2020 | 2020-08-16 | 2506 | 2018-08-16
2019/2020 | 2020-08-17 | 2496 | 2018-08-17
2019/2020 | 2020-08-18 | 2465 | 2018-08-18
2019/2020 | 2020-08-19 | 2425 | 2018-08-19
2019/2020 | 2020-08-20 | 2387 | 2018-08-20
2019/2020 | 2020-08-21 | 2357 | 2018-08-21
2019/2020 | 2020-08-22 | 2340 | 2018-08-22
2019/2020 | 2020-08-23 | 2458 | 2018-08-23
2019/2020 | 2020-08-24 | 2439 | 2018-08-24
2019/2020 | 2020-08-25 | 2374 | 2018-08-25
2019/2020 | 2020-08-26 | 2329 | 2018-08-26
2019/2020 | 2020-08-27 | 2328 | 2018-08-27
2019/2020 | 2020-08-28 | 2384 | 2018-08-28
2019/2020 | 2020-08-29 | 2337 | 2018-08-29
2019/2020 | 2020-08-30 | 2286 | 2018-08-30
2019/2020 | 2020-08-31 | 2438 | 2018-08-31
2019/2020 | 2020-09-01 | 2365 | 2018-09-01
2019/2020 | 2020-09-02 | 2325 | 2018-09-02
2019/2020 | 2020-09-03 | 2436 | 2018-09-03
2019/2020 | 2020-09-04 | 2401 | 2018-09-04
2019/2020 | 2020-09-05 | 2366 | 2018-09-05
2019/2020 | 2020-09-06 | 2483 | 2018-09-06
2019/2020 | 2020-09-07 | 2445 | 2018-09-07
2019/2020 | 2020-09-08 | 2404 | 2018-09-08
2019/2020 | 2020-09-09 | 2373 | 2018-09-09
2019/2020 | 2020-09-10 | 2333 | 2018-09-10
2019/2020 | 2020-09-11 | 2276 | 2018-09-11
2019/2020 | 2020-09-12 | 2229 | 2018-09-12
2019/2020 | 2020-09-13 | 2224 | 2018-09-13
2019/2020 | 2020-09-14 | 2218 | 2018-09-14
2019/2020 | 2020-09-15 | 2185 | 2018-09-15
2019/2020 | 2020-09-16 | 2144 | 2018-09-16
2019/2020 | 2020-09-17 | 2123 | 2018-09-17
2019/2020 | 2020-09-18 | 2096 | 2018-09-18
2019/2020 | 2020-09-19 | 2073 | 2018-09-19
2019/2020 | 2020-09-20 | 2197 | 2018-09-20
2019/2020 | 2020-09-21 | 2175 | 2018-09-21
2019/2020 | 2020-09-22 | 2244 | 2018-09-22
2019/2020 | 2020-09-23 | 2207 | 2018-09-23
2019/2020 | 2020-09-24 | 2160 | 2018-09-24
2019/2020 | 2020-09-25 | 2098 | 2018-09-25
2019/2020 | 2020-09-26 | 2032 | 2018-09-26
2019/2020 | 2020-09-27 | 2132 | 2018-09-27
2019/2020 | 2020-09-28 | 2109 | 2018-09-28
2019/2020 | 2020-09-29 | 2022 | 2018-09-29
2019/2020 | 2020-09-30 | 1981 | 2018-09-30
2020/2021 | 2020-10-01 | 1952 | 2017-10-01
2020/2021 | 2020-10-02 | 1946 | 2017-10-02
2020/2021 | 2020-10-03 | 1936 | 2017-10-03
2020/2021 | 2020-10-04 | 1962 | 2017-10-04
2020/2021 | 2020-10-05 | 1994 | 2017-10-05
2020/2021 | 2020-10-06 | 1975 | 2017-10-06
2020/2021 | 2020-10-07 | 1986 | 2017-10-07
2020/2021 | 2020-10-08 | 1989 | 2017-10-08
2020/2021 | 2020-10-09 | 2056 | 2017-10-09
2020/2021 | 2020-10-10 | 2093 | 2017-10-10
2020/2021 | 2020-10-11 | 2211 | 2017-10-11
2020/2021 | 2020-10-12 | 2225 | 2017-10-12
2020/2021 | 2020-10-13 | 2191 | 2017-10-13
2020/2021 | 2020-10-14 | 2160 | 2017-10-14
2020/2021 | 2020-10-15 | 2129 | 2017-10-15
2020/2021 | 2020-10-16 | 2073 | 2017-10-16
2020/2021 | 2020-10-17 | 2017 | 2017-10-17
2020/2021 | 2020-10-18 | 2001 | 2017-10-18
2020/2021 | 2020-10-19 | 2113 | 2017-10-19
2020/2021 | 2020-10-20 | 2098 | 2017-10-20
2020/2021 | 2020-10-21 | 2097 | 2017-10-21
2020/2021 | 2020-10-22 | 2089 | 2017-10-22
2020/2021 | 2020-10-23 | 2077 | 2017-10-23
2020/2021 | 2020-10-24 | 2086 | 2017-10-24
2020/2021 | 2020-10-25 | 2233 | 2017-10-25
2020/2021 | 2020-10-26 | 2237 | 2017-10-26
2020/2021 | 2020-10-27 | 2214 | 2017-10-27
2020/2021 | 2020-10-28 | 2250 | 2017-10-28
2020/2021 | 2020-10-29 | 2210 | 2017-10-29
2020/2021 | 2020-10-30 | 2232 | 2017-10-30
2020/2021 | 2020-10-31 | 2293 | 2017-10-31
2020/2021 | 2020-11-01 | 2315 | 2017-11-01
2020/2021 | 2020-11-02 | 2319 | 2017-11-02
2020/2021 | 2020-11-03 | 2294 | 2017-11-03
2020/2021 | 2020-11-04 | 2319 | 2017-11-04
2020/2021 | 2020-11-05 | 2447 | 2017-11-05
2020/2021 | 2020-11-06 | 2375 | 2017-11-06
2020/2021 | 2020-11-07 | 2293 | 2017-11-07
2020/2021 | 2020-11-08 | 2417 | 2017-11-08
2020/2021 | 2020-11-09 | 2400 | 2017-11-09
2020/2021 | 2020-11-10 | 2354 | 2017-11-10
2020/2021 | 2020-11-11 | 2318 | 2017-11-11
2020/2021 | 2020-11-12 | 2283 | 2017-11-12
2020/2021 | 2020-11-13 | 2374 | 2017-11-13
2020/2021 | 2020-11-14 | 2405 | 2017-11-14
2020/2021 | 2020-11-15 | 2413 | 2017-11-15
2020/2021 | 2020-11-16 | 2415 | 2017-11-16
2020/2021 | 2020-11-17 | 2380 | 2017-11-17
2020/2021 | 2020-11-18 | 2372 | 2017-11-18
2020/2021 | 2020-11-19 | 2383 | 2017-11-19
2020/2021 | 2020-11-20 | 2391 | 2017-11-20
2020/2021 | 2020-11-21 | 2444 | 2017-11-21
2020/2021 | 2020-11-22 | 2400 | 2017-11-22
2020/2021 | 2020-11-23 | 2444 | 2017-11-23
2020/2021 | 2020-11-24 | 2359 | 2017-11-24
2020/2021 | 2020-11-25 | 2314 | 2017-11-25
2020/2021 | 2020-11-26 | 2331 | 2017-11-26
2020/2021 | 2020-11-27 | 2333 | 2017-11-27
2020/2021 | 2020-11-28 | 2362 | 2017-11-28
2020/2021 | 2020-11-29 | 2415 | 2017-11-29
2020/2021 | 2020-11-30 | 2545 | 2017-11-30
2020/2021 | 2020-12-01 | 2502 | 2017-12-01
2020/2021 | 2020-12-02 | 2422 | 2017-12-02
2020/2021 | 2020-12-03 | 2449 | 2017-12-03
2020/2021 | 2020-12-04 | 2453 | 2017-12-04
2020/2021 | 2020-12-05 | 2390 | 2017-12-05
2020/2021 | 2020-12-06 | 2329 | 2017-12-06
2020/2021 | 2020-12-07 | 2246 | 2017-12-07
2020/2021 | 2020-12-08 | 2222 | 2017-12-08
2020/2021 | 2020-12-09 | 2268 | 2017-12-09
2020/2021 | 2020-12-10 | 2293 | 2017-12-10
2020/2021 | 2020-12-11 | 2208 | 2017-12-11
2020/2021 | 2020-12-12 | 2135 | 2017-12-12
2020/2021 | 2020-12-13 | 2067 | 2017-12-13
2020/2021 | 2020-12-14 | 2105 | 2017-12-14
2020/2021 | 2020-12-15 | 2090 | 2017-12-15
2020/2021 | 2020-12-16 | 2057 | 2017-12-16
2020/2021 | 2020-12-17 | 2087 | 2017-12-17
2020/2021 | 2020-12-18 | 2103 | 2017-12-18
2020/2021 | 2020-12-19 | 2242 | 2017-12-19
2020/2021 | 2020-12-20 | 2182 | 2017-12-20
2020/2021 | 2020-12-21 | 2248 | 2017-12-21
2020/2021 | 2020-12-22 | 2276 | 2017-12-22
2020/2021 | 2020-12-23 | 2318 | 2017-12-23
2020/2021 | 2020-12-24 | 2351 | 2017-12-24
2020/2021 | 2020-12-25 | 2400 | 2017-12-25
2020/2021 | 2020-12-26 | 2464 | 2017-12-26
2020/2021 | 2020-12-27 | 2451 | 2017-12-27
2020/2021 | 2020-12-28 | 2463 | 2017-12-28
2020/2021 | 2020-12-29 | 2453 | 2017-12-29
2020/2021 | 2020-12-30 | 2400 | 2017-12-30
2020/2021 | 2020-12-31 | 2396 | 2017-12-31
2020/2021 | 2021-01-01 | 2334 | 2018-01-01
2020/2021 | 2021-01-02 | 2369 | 2018-01-02
2020/2021 | 2021-01-03 | 2334 | 2018-01-03
2020/2021 | 2021-01-04 | 2398 | 2018-01-04
2020/2021 | 2021-01-05 | 2323 | 2018-01-05
2020/2021 | 2021-01-06 | 2250 | 2018-01-06
2020/2021 | 2021-01-07 | 2203 | 2018-01-07
2020/2021 | 2021-01-08 | 2144 | 2018-01-08
2020/2021 | 2021-01-09 | 2023 | 2018-01-09
2020/2021 | 2021-01-10 | 1958 | 2018-01-10
2020/2021 | 2021-01-11 | 1924 | 2018-01-11
2020/2021 | 2021-01-12 | 1919 | 2018-01-12
2020/2021 | 2021-01-13 | 1984 | 2018-01-13
2020/2021 | 2021-01-14 | 1959 | 2018-01-14
2020/2021 | 2021-01-15 | 1928 | 2018-01-15
2020/2021 | 2021-01-16 | 1885 | 2018-01-16
2020/2021 | 2021-01-17 | 1903 | 2018-01-17
2020/2021 | 2021-01-18 | 1924 | 2018-01-18
2020/2021 | 2021-01-19 | 1907 | 2018-01-19
2020/2021 | 2021-01-20 | 1920 | 2018-01-20
2020/2021 | 2021-01-21 | 1896 | 2018-01-21
2020/2021 | 2021-01-22 | 1869 | 2018-01-22
2020/2021 | 2021-01-23 | 1907 | 2018-01-23
2020/2021 | 2021-01-24 | 1848 | 2018-01-24
2020/2021 | 2021-01-25 | 1759 | 2018-01-25
2020/2021 | 2021-01-26 | 1863 | 2018-01-26
2020/2021 | 2021-01-27 | 1792 | 2018-01-27
2020/2021 | 2021-01-28 | 1761 | 2018-01-28
2020/2021 | 2021-01-29 | 1748 | 2018-01-29
2020/2021 | 2021-01-30 | 1748 | 2018-01-30
2020/2021 | 2021-01-31 | 1839 | 2018-01-31
2020/2021 | 2021-02-01 | 1788 | 2018-02-01
2020/2021 | 2021-02-02 | 1712 | 2018-02-02
2020/2021 | 2021-02-03 | 1743 | 2018-02-03
2020/2021 | 2021-02-04 | 1764 | 2018-02-04
2020/2021 | 2021-02-05 | 1712 | 2018-02-05
2020/2021 | 2021-02-06 | 1757 | 2018-02-06
2020/2021 | 2021-02-07 | 1773 | 2018-02-07
2020/2021 | 2021-02-08 | 1723 | 2018-02-08
2020/2021 | 2021-02-09 | 1563 | 2018-02-09
2020/2021 | 2021-02-10 | 1426 | 2018-02-10
2020/2021 | 2021-02-11 | 1470 | 2018-02-11
2020/2021 | 2021-02-12 | 1348 | 2018-02-12
2020/2021 | 2021-02-13 | 1237 | 2018-02-13
2020/2021 | 2021-02-14 | 1125 | 2018-02-14
2020/2021 | 2021-02-15 | 965 | 2018-02-15
2020/2021 | 2021-02-16 | 1055 | 2018-02-16
2020/2021 | 2021-02-17 | 963 | 2018-02-17
2020/2021 | 2021-02-18 | 1153 | 2018-02-18
2020/2021 | 2021-02-19 | 1068 | 2018-02-19
2020/2021 | 2021-02-20 | 1004 | 2018-02-20
2020/2021 | 2021-02-21 | 984 | 2018-02-21
2020/2021 | 2021-02-22 | 1140 | 2018-02-22
2020/2021 | 2021-02-23 | 1098 | 2018-02-23
2020/2021 | 2021-02-24 | 1038 | 2018-02-24
2020/2021 | 2021-02-25 | 989 | 2018-02-25
2020/2021 | 2021-02-26 | 1102 | 2018-02-26
2020/2021 | 2021-02-27 | 1038 | 2018-02-27
2020/2021 | 2021-02-28 | 1027 | 2018-02-28
2020/2021 | 2021-03-01 | 1083 | 2018-03-01
2020/2021 | 2021-03-02 | 979 | 2018-03-02
2020/2021 | 2021-03-03 | 932 | 2018-03-03
2020/2021 | 2021-03-04 | 790 | 2018-03-04
2020/2021 | 2021-03-05 | 784 | 2018-03-05
2020/2021 | 2021-03-06 | 684 | 2018-03-06
2020/2021 | 2021-03-07 | 750 | 2018-03-07
2020/2021 | 2021-03-08 | 691 | 2018-03-08
2020/2021 | 2021-03-09 | 766 | 2018-03-09
2020/2021 | 2021-03-10 | 779 | 2018-03-10
2020/2021 | 2021-03-11 | 731 | 2018-03-11
2020/2021 | 2021-03-12 | 687 | 2018-03-12
2020/2021 | 2021-03-13 | 632 | 2018-03-13
2020/2021 | 2021-03-14 | 583 | 2018-03-14
2020/2021 | 2021-03-15 | 671 | 2018-03-15
2020/2021 | 2021-03-16 | 797 | 2018-03-16
2020/2021 | 2021-03-17 | 987 | 2018-03-17
2020/2021 | 2021-03-18 | 1003 | 2018-03-18
2020/2021 | 2021-03-19 | 960 | 2018-03-19
2020/2021 | 2021-03-20 | 1075 | 2018-03-20
2020/2021 | 2021-03-21 | 1046 | 2018-03-21
2020/2021 | 2021-03-22 | 1076 | 2018-03-22
2020/2021 | 2021-03-23 | 1046 | 2018-03-23
2020/2021 | 2021-03-24 | 1212 | 2018-03-24
2020/2021 | 2021-03-25 | 1202 | 2018-03-25
2020/2021 | 2021-03-26 | 1155 | 2018-03-26
2020/2021 | 2021-03-27 | 1264 | 2018-03-27
2020/2021 | 2021-03-28 | 1255 | 2018-03-28
2020/2021 | 2021-03-29 | 1269 | 2018-03-29
2020/2021 | 2021-03-30 | 1317 | 2018-03-30
2020/2021 | 2021-03-31 | 1470 | 2018-03-31
2020/2021 | 2021-04-01 | 1452 | 2018-04-01
2020/2021 | 2021-04-02 | 1381 | 2018-04-02
2020/2021 | 2021-04-03 | 1307 | 2018-04-03
2020/2021 | 2021-04-04 | 1244 | 2018-04-04
2020/2021 | 2021-04-05 | 1217 | 2018-04-05
2020/2021 | 2021-04-06 | 1150 | 2018-04-06
2020/2021 | 2021-04-07 | 1031 | 2018-04-07
2020/2021 | 2021-04-08 | 943 | 2018-04-08
2020/2021 | 2021-04-09 | 963 | 2018-04-09
2020/2021 | 2021-04-10 | 990 | 2018-04-10
2020/2021 | 2021-04-11 | 1005 | 2018-04-11
2020/2021 | 2021-04-12 | 986 | 2018-04-12
2020/2021 | 2021-04-13 | 879 | 2018-04-13
2020/2021 | 2021-04-14 | 702 | 2018-04-14
2020/2021 | 2021-04-15 | 733 | 2018-04-15
2020/2021 | 2021-04-16 | 721 | 2018-04-16
2020/2021 | 2021-04-17 | 749 | 2018-04-17
2020/2021 | 2021-04-18 | 772 | 2018-04-18
2020/2021 | 2021-04-19 | 683 | 2018-04-19
2020/2021 | 2021-04-20 | 791 | 2018-04-20
2020/2021 | 2021-04-21 | 910 | 2018-04-21
2020/2021 | 2021-04-22 | 919 | 2018-04-22
2020/2021 | 2021-04-23 | 944 | 2018-04-23
2020/2021 | 2021-04-24 | 940 | 2018-04-24
2020/2021 | 2021-04-25 | 1104 | 2018-04-25
2020/2021 | 2021-04-26 | 1045 | 2018-04-26
2020/2021 | 2021-04-27 | 957 | 2018-04-27
2020/2021 | 2021-04-28 | 849 | 2018-04-28
2020/2021 | 2021-04-29 | 862 | 2018-04-29
2020/2021 | 2021-04-30 | 776 | 2018-04-30
2020/2021 | 2021-05-01 | 646 | 2018-05-01
2020/2021 | 2021-05-02 | 746 | 2018-05-02
2020/2021 | 2021-05-03 | 695 | 2018-05-03
2020/2021 | 2021-05-04 | 657 | 2018-05-04
2020/2021 | 2021-05-05 | 660 | 2018-05-05
2020/2021 | 2021-05-06 | 715 | 2018-05-06
2020/2021 | 2021-05-07 | 651 | 2018-05-07
2020/2021 | 2021-05-08 | 599 | 2018-05-08
2020/2021 | 2021-05-09 | 657 | 2018-05-09
2020/2021 | 2021-05-10 | 678 | 2018-05-10
2020/2021 | 2021-05-11 | 886 | 2018-05-11
2020/2021 | 2021-05-12 | 871 | 2018-05-12
2020/2021 | 2021-05-13 | 911 | 2018-05-13
2020/2021 | 2021-05-14 | 867 | 2018-05-14
2020/2021 | 2021-05-15 | 948 | 2018-05-15
2020/2021 | 2021-05-16 | 919 | 2018-05-16
2020/2021 | 2021-05-17 | 895 | 2018-05-17
2020/2021 | 2021-05-18 | 958 | 2018-05-18
2020/2021 | 2021-05-19 | 1008 | 2018-05-19
2020/2021 | 2021-05-20 | 954 | 2018-05-20
2020/2021 | 2021-05-21 | 903 | 2018-05-21
2020/2021 | 2021-05-22 | 857 | 2018-05-22
2020/2021 | 2021-05-23 | 868 | 2018-05-23
2020/2021 | 2021-05-24 | 841 | 2018-05-24
2020/2021 | 2021-05-25 | 773 | 2018-05-25
2020/2021 | 2021-05-26 | 743 | 2018-05-26
2020/2021 | 2021-05-27 | 721 | 2018-05-27
2020/2021 | 2021-05-28 | 800 | 2018-05-28
2020/2021 | 2021-05-29 | 705 | 2018-05-29
2020/2021 | 2021-05-30 | 757 | 2018-05-30
2020/2021 | 2021-05-31 | 876 | 2018-05-31
2020/2021 | 2021-06-01 | 939 | 2018-06-01
2020/2021 | 2021-06-02 | 1017 | 2018-06-02
2020/2021 | 2021-06-03 | 1146 | 2018-06-03
2020/2021 | 2021-06-04 | 1094 | 2018-06-04
2020/2021 | 2021-06-05 | 1056 | 2018-06-05
2020/2021 | 2021-06-06 | 1053 | 2018-06-06
2020/2021 | 2021-06-07 | 1106 | 2018-06-07
2020/2021 | 2021-06-08 | 1092 | 2018-06-08
2020/2021 | 2021-06-09 | 1261 | 2018-06-09
2020/2021 | 2021-06-10 | 1271 | 2018-06-10
2020/2021 | 2021-06-11 | 1334 | 2018-06-11
2020/2021 | 2021-06-12 | 1330 | 2018-06-12
2020/2021 | 2021-06-13 | 1296 | 2018-06-13
2020/2021 | 2021-06-14 | 1275 | 2018-06-14
2020/2021 | 2021-06-15 | 1235 | 2018-06-15
2020/2021 | 2021-06-16 | 1199 | 2018-06-16
2020/2021 | 2021-06-17 | 1250 | 2018-06-17
2020/2021 | 2021-06-18 | 1367 | 2018-06-18
2020/2021 | 2021-06-19 | 1322 | 2018-06-19
2020/2021 | 2021-06-20 | 1281 | 2018-06-20
2020/2021 | 2021-06-21 | 1342 | 2018-06-21
2020/2021 | 2021-06-22 | 1312 | 2018-06-22
2020/2021 | 2021-06-23 | 1258 | 2018-06-23
2020/2021 | 2021-06-24 | 1202 | 2018-06-24
2020/2021 | 2021-06-25 | 1159 | 2018-06-25
2020/2021 | 2021-06-26 | 1123 | 2018-06-26
2020/2021 | 2021-06-27 | 1252 | 2018-06-27
2020/2021 | 2021-06-28 | 1234 | 2018-06-28
2020/2021 | 2021-06-29 | 1209 | 2018-06-29
2020/2021 | 2021-06-30 | 1188 | 2018-06-30
2020/2021 | 2021-07-01 | 1150 | 2018-07-01
2020/2021 | 2021-07-02 | 1130 | 2018-07-02
2020/2021 | 2021-07-03 | 1118 | 2018-07-03
2020/2021 | 2021-07-04 | 1133 | 2018-07-04
2020/2021 | 2021-07-05 | 1160 | 2018-07-05
2020/2021 | 2021-07-06 | 1170 | 2018-07-06
2020/2021 | 2021-07-07 | 1170 | 2018-07-07
2020/2021 | 2021-07-08 | 1160 | 2018-07-08
2020/2021 | 2021-07-09 | 1139 | 2018-07-09
2020/2021 | 2021-07-10 | 982 | 2018-07-10
2020/2021 | 2021-07-11 | 1130 | 2018-07-11
2020/2021 | 2021-07-12 | 1155 | 2018-07-12
2020/2021 | 2021-07-13 | 1145 | 2018-07-13
2020/2021 | 2021-07-14 | 1137 | 2018-07-14
2020/2021 | 2021-07-15 | 1148 | 2018-07-15
2020/2021 | 2021-07-16 | 1155 | 2018-07-16
2020/2021 | 2021-07-17 | 1161 | 2018-07-17
2020/2021 | 2021-07-18 | 1173 | 2018-07-18
2020/2021 | 2021-07-19 | 1228 | 2018-07-19
2020/2021 | 2021-07-20 | 1349 | 2018-07-20
2020/2021 | 2021-07-21 | 1302 | 2018-07-21
2020/2021 | 2021-07-22 | 1306 | 2018-07-22
2020/2021 | 2021-07-23 | 1289 | 2018-07-23
2020/2021 | 2021-07-24 | 1276 | 2018-07-24
2020/2021 | 2021-07-25 | 1268 | 2018-07-25
2020/2021 | 2021-07-26 | 1232 | 2018-07-26
2020/2021 | 2021-07-27 | 1232 | 2018-07-27
2020/2021 | 2021-07-28 | 1210 | 2018-07-28
2020/2021 | 2021-07-29 | 1220 | 2018-07-29
2020/2021 | 2021-07-30 | 1248 | 2018-07-30
2020/2021 | 2021-07-31 | 1269 | 2018-07-31
2020/2021 | 2021-08-01 | 1300 | 2018-08-01
2020/2021 | 2021-08-02 | 1318 | 2018-08-02
2020/2021 | 2021-08-03 | 1315 | 2018-08-03
2020/2021 | 2021-08-04 | 1317 | 2018-08-04
2020/2021 | 2021-08-05 | 1316 | 2018-08-05
2020/2021 | 2021-08-06 | 1354 | 2018-08-06
2020/2021 | 2021-08-07 | 1386 | 2018-08-07
2020/2021 | 2021-08-08 | 1421 | 2018-08-08
2020/2021 | 2021-08-09 | 1456 | 2018-08-09
2020/2021 | 2021-08-10 | 1457 | 2018-08-10
2020/2021 | 2021-08-11 | 1460 | 2018-08-11
2020/2021 | 2021-08-12 | 1483 | 2018-08-12
2020/2021 | 2021-08-13 | 1513 | 2018-08-13
2020/2021 | 2021-08-14 | 1556 | 2018-08-14
2020/2021 | 2021-08-15 | 1692 | 2018-08-15
2020/2021 | 2021-08-16 | 1736 | 2018-08-16
2020/2021 | 2021-08-17 | 1766 | 2018-08-17
2020/2021 | 2021-08-18 | 1772 | 2018-08-18
2020/2021 | 2021-08-19 | 1767 | 2018-08-19
2020/2021 | 2021-08-20 | 1773 | 2018-08-20
2020/2021 | 2021-08-21 | 1762 | 2018-08-21
2020/2021 | 2021-08-22 | 1764 | 2018-08-22
2020/2021 | 2021-08-23 | 1815 | 2018-08-23
2020/2021 | 2021-08-24 | 1794 | 2018-08-24
2020/2021 | 2021-08-25 | 1810 | 2018-08-25
2020/2021 | 2021-08-26 | 1820 | 2018-08-26
2020/2021 | 2021-08-27 | 1839 | 2018-08-27
2020/2021 | 2021-08-28 | 1853 | 2018-08-28
2020/2021 | 2021-08-29 | 1874 | 2018-08-29
2020/2021 | 2021-08-30 | 1906 | 2018-08-30
2020/2021 | 2021-08-31 | 1920 | 2018-08-31
2020/2021 | 2021-09-01 | 1927 | 2018-09-01
2020/2021 | 2021-09-02 | 1925 | 2018-09-02
2020/2021 | 2021-09-03 | 1908 | 2018-09-03
2020/2021 | 2021-09-04 | 1891 | 2018-09-04
2020/2021 | 2021-09-05 | 1890 | 2018-09-05
2020/2021 | 2021-09-06 | 1896 | 2018-09-06
2020/2021 | 2021-09-07 | 1889 | 2018-09-07
2020/2021 | 2021-09-08 | 1891 | 2018-09-08
2020/2021 | 2021-09-09 | 1877 | 2018-09-09
2020/2021 | 2021-09-10 | 1856 | 2018-09-10
2020/2021 | 2021-09-11 | 2015 | 2018-09-11
2020/2021 | 2021-09-12 | 2023 | 2018-09-12
2020/2021 | 2021-09-13 | 2023 | 2018-09-13
2020/2021 | 2021-09-14 | 2011 | 2018-09-14
2020/2021 | 2021-09-15 | 1961 | 2018-09-15
2020/2021 | 2021-09-16 | 1956 | 2018-09-16
2020/2021 | 2021-09-17 | 1974 | 2018-09-17
2020/2021 | 2021-09-18 | 1982 | 2018-09-18
2020/2021 | 2021-09-19 | 1990 | 2018-09-19
2020/2021 | 2021-09-20 | 1995 | 2018-09-20
2020/2021 | 2021-09-21 | 1977 | 2018-09-21
2020/2021 | 2021-09-22 | 1995 | 2018-09-22
2020/2021 | 2021-09-23 | 2086 | 2018-09-23
2020/2021 | 2021-09-24 | 2095 | 2018-09-24
2020/2021 | 2021-09-25 | 2107 | 2018-09-25
2020/2021 | 2021-09-26 | 2093 | 2018-09-26
2020/2021 | 2021-09-27 | 2138 | 2018-09-27
2020/2021 | 2021-09-28 | 2138 | 2018-09-28
2020/2021 | 2021-09-29 | 2118 | 2018-09-29
2020/2021 | 2021-09-30 | 2183 | 2018-09-30
2021/2022 | 2021-10-01 | 2245 | 2017-10-01
2021/2022 | 2021-10-02 | 2294 | 2017-10-02
2021/2022 | 2021-10-03 | 2245 | 2017-10-03
2021/2022 | 2021-10-04 | 2262 | 2017-10-04
2021/2022 | 2021-10-05 | 2290 | 2017-10-05
2021/2022 | 2021-10-06 | 2304 | 2017-10-06
2021/2022 | 2021-10-07 | 2438 | 2017-10-07
2021/2022 | 2021-10-08 | 2428 | 2017-10-08
2021/2022 | 2021-10-09 | 2417 | 2017-10-09
2021/2022 | 2021-10-10 | 2418 | 2017-10-10
2021/2022 | 2021-10-11 | 2425 | 2017-10-11
2021/2022 | 2021-10-12 | 2394 | 2017-10-12
2021/2022 | 2021-10-13 | 2354 | 2017-10-13
2021/2022 | 2021-10-14 | 2346 | 2017-10-14
2021/2022 | 2021-10-15 | 2479 | 2017-10-15
2021/2022 | 2021-10-16 | 2435 | 2017-10-16
2021/2022 | 2021-10-17 | 2407 | 2017-10-17
2021/2022 | 2021-10-18 | 2441 | 2017-10-18
2021/2022 | 2021-10-19 | 2481 | 2017-10-19
2021/2022 | 2021-10-20 | 2482 | 2017-10-20
2021/2022 | 2021-10-21 | 2492 | 2017-10-21
2021/2022 | 2021-10-22 | 2562 | 2017-10-22
2021/2022 | 2021-10-23 | 2508 | 2017-10-23
2021/2022 | 2021-10-24 | 2472 | 2017-10-24
2021/2022 | 2021-10-25 | 2463 | 2017-10-25
2021/2022 | 2021-10-26 | 2563 | 2017-10-26
2021/2022 | 2021-10-27 | 2530 | 2017-10-27
2021/2022 | 2021-10-28 | 2495 | 2017-10-28
2021/2022 | 2021-10-29 | 2465 | 2017-10-29
2021/2022 | 2021-10-30 | 2533 | 2017-10-30
2021/2022 | 2021-10-31 | 2533 | 2017-10-31
2021/2022 | 2021-11-01 | 2590 | 2017-11-01
2021/2022 | 2021-11-02 | 2560 | 2017-11-02
2021/2022 | 2021-11-03 | 2496 | 2017-11-03
2021/2022 | 2021-11-04 | 2585 | 2017-11-04
2021/2022 | 2021-11-05 | 2523 | 2017-11-05
2021/2022 | 2021-11-06 | 2580 | 2017-11-06
2021/2022 | 2021-11-07 | 2653 | 2017-11-07
2021/2022 | 2021-11-08 | 2628 | 2017-11-08
2021/2022 | 2021-11-09 | 2584 | 2017-11-09
2021/2022 | 2021-11-10 | 2546 | 2017-11-10
2021/2022 | 2021-11-11 | 2476 | 2017-11-11
2021/2022 | 2021-11-12 | 2407 | 2017-11-12
2021/2022 | 2021-11-13 | 2356 | 2017-11-13
2021/2022 | 2021-11-14 | 2469 | 2017-11-14
2021/2022 | 2021-11-15 | 2534 | 2017-11-15
2021/2022 | 2021-11-16 | 2555 | 2017-11-16
2021/2022 | 2021-11-17 | 2549 | 2017-11-17
2021/2022 | 2021-11-18 | 2662 | 2017-11-18
2021/2022 | 2021-11-19 | 2632 | 2017-11-19
2021/2022 | 2021-11-20 | 2685 | 2017-11-20
2021/2022 | 2021-11-21 | 2699 | 2017-11-21
2021/2022 | 2021-11-22 | 2834 | 2017-11-22
2021/2022 | 2021-11-23 | 2755 | 2017-11-23
2021/2022 | 2021-11-24 | 2672 | 2017-11-24
2021/2022 | 2021-11-25 | 2718 | 2017-11-25
2021/2022 | 2021-11-26 | 2731 | 2017-11-26
2021/2022 | 2021-11-27 | 2673 | 2017-11-27
2021/2022 | 2021-11-28 | 2672 | 2017-11-28
2021/2022 | 2021-11-29 | 2566 | 2017-11-29
2021/2022 | 2021-11-30 | 2446 | 2017-11-30
2021/2022 | 2021-12-01 | 2560 | 2017-12-01
2021/2022 | 2021-12-02 | 2529 | 2017-12-02
2021/2022 | 2021-12-03 | 2512 | 2017-12-03
2021/2022 | 2021-12-04 | 2436 | 2017-12-04
2021/2022 | 2021-12-05 | 2386 | 2017-12-05
2021/2022 | 2021-12-06 | 2444 | 2017-12-06
2021/2022 | 2021-12-07 | 2453 | 2017-12-07
2021/2022 | 2021-12-08 | 2337 | 2017-12-08
2021/2022 | 2021-12-09 | 2243 | 2017-12-09
2021/2022 | 2021-12-10 | 2256 | 2017-12-10
2021/2022 | 2021-12-11 | 2150 | 2017-12-11
2021/2022 | 2021-12-12 | 2227 | 2017-12-12
2021/2022 | 2021-12-13 | 2237 | 2017-12-13
2021/2022 | 2021-12-14 | 2253 | 2017-12-14
2021/2022 | 2021-12-15 | 2350 | 2017-12-15
2021/2022 | 2021-12-16 | 2454 | 2017-12-16
2021/2022 | 2021-12-17 | 2476 | 2017-12-17
2021/2022 | 2021-12-18 | 2434 | 2017-12-18
2021/2022 | 2021-12-19 | 2467 | 2017-12-19
2021/2022 | 2021-12-20 | 2383 | 2017-12-20
2021/2022 | 2021-12-21 | 2274 | 2017-12-21
2021/2022 | 2021-12-22 | 2284 | 2017-12-22
2021/2022 | 2021-12-23 | 2174 | 2017-12-23
2021/2022 | 2021-12-24 | 2202 | 2017-12-24
2021/2022 | 2021-12-25 | 2168 | 2017-12-25
2021/2022 | 2021-12-26 | 2146 | 2017-12-26
2021/2022 | 2021-12-27 | 2210 | 2017-12-27
2021/2022 | 2021-12-28 | 2206 | 2017-12-28
2021/2022 | 2021-12-29 | 2283 | 2017-12-29
2021/2022 | 2021-12-30 | 2231 | 2017-12-30
2021/2022 | 2021-12-31 | 2214 | 2017-12-31
2021/2022 | 2022-01-01 | 2185 | 2018-01-01
2021/2022 | 2022-01-02 | 2161 | 2018-01-02
2021/2022 | 2022-01-03 | 2194 | 2018-01-03
2021/2022 | 2022-01-04 | 2165 | 2018-01-04
2021/2022 | 2022-01-05 | 2156 | 2018-01-05
2021/2022 | 2022-01-06 | 2211 | 2018-01-06
2021/2022 | 2022-01-07 | 2227 | 2018-01-07
2021/2022 | 2022-01-08 | 2145 | 2018-01-08
2021/2022 | 2022-01-09 | 2289 | 2018-01-09
2021/2022 | 2022-01-10 | 2204 | 2018-01-10
2021/2022 | 2022-01-11 | 2144 | 2018-01-11
2021/2022 | 2022-01-12 | 2190 | 2018-01-12
2021/2022 | 2022-01-13 | 2123 | 2018-01-13
2021/2022 | 2022-01-14 | 2071 | 2018-01-14
2021/2022 | 2022-01-15 | 2064 | 2018-01-15
2021/2022 | 2022-01-16 | 2011 | 2018-01-16
2021/2022 | 2022-01-17 | 2021 | 2018-01-17
2021/2022 | 2022-01-18 | 1933 | 2018-01-18
2021/2022 | 2022-01-19 | 1986 | 2018-01-19
2021/2022 | 2022-01-20 | 2018 | 2018-01-20
2021/2022 | 2022-01-21 | 1974 | 2018-01-21
2021/2022 | 2022-01-22 | 1904 | 2018-01-22
2021/2022 | 2022-01-23 | 2049 | 2018-01-23
2021/2022 | 2022-01-24 | 1948 | 2018-01-24
2021/2022 | 2022-01-25 | 1896 | 2018-01-25
2021/2022 | 2022-01-26 | 1824 | 2018-01-26
2021/2022 | 2022-01-27 | 1851 | 2018-01-27
2021/2022 | 2022-01-28 | 1832 | 2018-01-28
2021/2022 | 2022-01-29 | 1876 | 2018-01-29
2021/2022 | 2022-01-30 | 1924 | 2018-01-30
2021/2022 | 2022-01-31 | 1961 | 2018-01-31
2021/2022 | 2022-02-01 | 1907 | 2018-02-01
2021/2022 | 2022-02-02 | 1936 | 2018-02-02
2021/2022 | 2022-02-03 | 1959 | 2018-02-03
2021/2022 | 2022-02-04 | 1995 | 2018-02-04
2021/2022 | 2022-02-05 | 1916 | 2018-02-05
2021/2022 | 2022-02-06 | 1845 | 2018-02-06
2021/2022 | 2022-02-07 | 1800 | 2018-02-07
2021/2022 | 2022-02-08 | 2055 | 2018-02-08
2021/2022 | 2022-02-09 | 2074 | 2018-02-09
2021/2022 | 2022-02-10 | 2004 | 2018-02-10
2021/2022 | 2022-02-11 | 2006 | 2018-02-11
2021/2022 | 2022-02-12 | 2131 | 2018-02-12
2021/2022 | 2022-02-13 | 2047 | 2018-02-13
2021/2022 | 2022-02-14 | 1972 | 2018-02-14
2021/2022 | 2022-02-15 | 1886 | 2018-02-15
2021/2022 | 2022-02-16 | 1911 | 2018-02-16
2021/2022 | 2022-02-17 | 1869 | 2018-02-17
2021/2022 | 2022-02-18 | 1814 | 2018-02-18
2021/2022 | 2022-02-19 | 1731 | 2018-02-19
2021/2022 | 2022-02-20 | 1715 | 2018-02-20
2021/2022 | 2022-02-21 | 1696 | 2018-02-21
2021/2022 | 2022-02-22 | 1628 | 2018-02-22
2021/2022 | 2022-02-23 | 1842 | 2018-02-23
2021/2022 | 2022-02-24 | 1895 | 2018-02-24
2021/2022 | 2022-02-25 | 1810 | 2018-02-25
2021/2022 | 2022-02-26 | 1727 | 2018-02-26
2021/2022 | 2022-02-27 | 1748 | 2018-02-27
2021/2022 | 2022-02-28 | 1797 | 2018-02-28
2021/2022 | 2022-03-01 | 1829 | 2018-03-01
2021/2022 | 2022-03-02 | 1803 | 2018-03-02
2021/2022 | 2022-03-03 | 1718 | 2018-03-03
2021/2022 | 2022-03-04 | 1718 | 2018-03-04
2021/2022 | 2022-03-05 | 1618 | 2018-03-05
2021/2022 | 2022-03-06 | 1646 | 2018-03-06
2021/2022 | 2022-03-07 | 1691 | 2018-03-07
2021/2022 | 2022-03-08 | 1597 | 2018-03-08
2021/2022 | 2022-03-09 | 1541 | 2018-03-09
2021/2022 | 2022-03-10 | 1526 | 2018-03-10
2021/2022 | 2022-03-11 | 1556 | 2018-03-11
2021/2022 | 2022-03-12 | 1517 | 2018-03-12
2021/2022 | 2022-03-13 | 1591 | 2018-03-13
2021/2022 | 2022-03-14 | 1554 | 2018-03-14
2021/2022 | 2022-03-15 | 1470 | 2018-03-15
2021/2022 | 2022-03-16 | 1402 | 2018-03-16
2021/2022 | 2022-03-17 | 1491 | 2018-03-17
2021/2022 | 2022-03-18 | 1618 | 2018-03-18
2021/2022 | 2022-03-19 | 1673 | 2018-03-19
2021/2022 | 2022-03-20 | 1673 | 2018-03-20
2021/2022 | 2022-03-21 | 1603 | 2018-03-21
2021/2022 | 2022-03-22 | 1570 | 2018-03-22
2021/2022 | 2022-03-23 | 1567 | 2018-03-23
2021/2022 | 2022-03-24 | 1496 | 2018-03-24
2021/2022 | 2022-03-25 | 1510 | 2018-03-25
2021/2022 | 2022-03-26 | 1654 | 2018-03-26
2021/2022 | 2022-03-27 | 1672 | 2018-03-27
2021/2022 | 2022-03-28 | 1714 | 2018-03-28
2021/2022 | 2022-03-29 | 1640 | 2018-03-29
2021/2022 | 2022-03-30 | 1722 | 2018-03-30
2021/2022 | 2022-03-31 | 1768 | 2018-03-31
2021/2022 | 2022-04-01 | 1611 | 2018-04-01
2021/2022 | 2022-04-02 | 1535 | 2018-04-02
2021/2022 | 2022-04-03 | 1403 | 2018-04-03
2021/2022 | 2022-04-04 | 1417 | 2018-04-04
2021/2022 | 2022-04-05 | 1467 | 2018-04-05
2021/2022 | 2022-04-06 | 1487 | 2018-04-06
2021/2022 | 2022-04-07 | 1537 | 2018-04-07
2021/2022 | 2022-04-08 | 1470 | 2018-04-08
2021/2022 | 2022-04-09 | 1474 | 2018-04-09
2021/2022 | 2022-04-10 | 1430 | 2018-04-10
2021/2022 | 2022-04-11 | 1481 | 2018-04-11
2021/2022 | 2022-04-12 | 1428 | 2018-04-12
2021/2022 | 2022-04-13 | 1437 | 2018-04-13
2021/2022 | 2022-04-14 | 1314 | 2018-04-14
2021/2022 | 2022-04-15 | 1247 | 2018-04-15
2021/2022 | 2022-04-16 | 1293 | 2018-04-16
2021/2022 | 2022-04-17 | 1415 | 2018-04-17
2021/2022 | 2022-04-18 | 1586 | 2018-04-18
2021/2022 | 2022-04-19 | 1642 | 2018-04-19
2021/2022 | 2022-04-20 | 1795 | 2018-04-20
2021/2022 | 2022-04-21 | 1731 | 2018-04-21
2021/2022 | 2022-04-22 | 1808 | 2018-04-22
2021/2022 | 2022-04-23 | 1914 | 2018-04-23
2021/2022 | 2022-04-24 | 2004 | 2018-04-24
2021/2022 | 2022-04-25 | 1938 | 2018-04-25
2021/2022 | 2022-04-26 | 1891 | 2018-04-26
2021/2022 | 2022-04-27 | 1829 | 2018-04-27
2021/2022 | 2022-04-28 | 1797 | 2018-04-28
2021/2022 | 2022-04-29 | 1677 | 2018-04-29
2021/2022 | 2022-04-30 | 1651 | 2018-04-30
2021/2022 | 2022-05-01 | 1757 | 2018-05-01
2021/2022 | 2022-05-02 | 1756 | 2018-05-02
2021/2022 | 2022-05-03 | 1883 | 2018-05-03
2021/2022 | 2022-05-04 | 1845 | 2018-05-04
2021/2022 | 2022-05-05 | 1983 | 2018-05-05
2021/2022 | 2022-05-06 | 1974 | 2018-05-06
2021/2022 | 2022-05-07 | 1990 | 2018-05-07
2021/2022 | 2022-05-08 | 1994 | 2018-05-08
2021/2022 | 2022-05-09 | 2201 | 2018-05-09
2021/2022 | 2022-05-10 | 2150 | 2018-05-10
2021/2022 | 2022-05-11 | 2110 | 2018-05-11
2021/2022 | 2022-05-12 | 2064 | 2018-05-12
2021/2022 | 2022-05-13 | 2236 | 2018-05-13
2021/2022 | 2022-05-14 | 2212 | 2018-05-14
2021/2022 | 2022-05-15 | 2264 | 2018-05-15
2021/2022 | 2022-05-16 | 2222 | 2018-05-16
2021/2022 | 2022-05-17 | 2186 | 2018-05-17
2021/2022 | 2022-05-18 | 2229 | 2018-05-18
2021/2022 | 2022-05-19 | 2202 | 2018-05-19
2021/2022 | 2022-05-20 | 2157 | 2018-05-20
2021/2022 | 2022-05-21 | 2210 | 2018-05-21
2021/2022 | 2022-05-22 | 2167 | 2018-05-22
2021/2022 | 2022-05-23 | 2124 | 2018-05-23
2021/2022 | 2022-05-24 | 2136 | 2018-05-24
2021/2022 | 2022-05-25 | 2097 | 2018-05-25
2021/2022 | 2022-05-26 | 2167 | 2018-05-26
2021/2022 | 2022-05-27 | 2138 | 2018-05-27
2021/2022 | 2022-05-28 | 2107 | 2018-05-28
2021/2022 | 2022-05-29 | 2056 | 2018-05-29
2021/2022 | 2022-05-30 | 2010 | 2018-05-30
2021/2022 | 2022-05-31 | 1954 | 2018-05-31
2021/2022 | 2022-06-01 | 2056 | 2018-06-01
2021/2022 | 2022-06-02 | 1989 | 2018-06-02
2021/2022 | 2022-06-03 | 1999 | 2018-06-03
2021/2022 | 2022-06-04 | 2055 | 2018-06-04
2021/2022 | 2022-06-05 | 2030 | 2018-06-05
2021/2022 | 2022-06-06 | 1987 | 2018-06-06
2021/2022 | 2022-06-07 | 1920 | 2018-06-07
2021/2022 | 2022-06-08 | 2041 | 2018-06-08
2021/2022 | 2022-06-09 | 2045 | 2018-06-09
2021/2022 | 2022-06-10 | 2217 | 2018-06-10
2021/2022 | 2022-06-11 | 2152 | 2018-06-11
2021/2022 | 2022-06-12 | 2267 | 2018-06-12
2021/2022 | 2022-06-13 | 2224 | 2018-06-13
2021/2022 | 2022-06-14 | 2145 | 2018-06-14
2021/2022 | 2022-06-15 | 2048 | 2018-06-15
2021/2022 | 2022-06-16 | 1997 | 2018-06-16
2021/2022 | 2022-06-17 | 1953 | 2018-06-17
2021/2022 | 2022-06-18 | 2191 | 2018-06-18
2021/2022 | 2022-06-19 | 2238 | 2018-06-19
2021/2022 | 2022-06-20 | 2241 | 2018-06-20
2021/2022 | 2022-06-21 | 2206 | 2018-06-21
2021/2022 | 2022-06-22 | 2199 | 2018-06-22
2021/2022 | 2022-06-23 | 2284 | 2018-06-23
2021/2022 | 2022-06-24 | 2250 | 2018-06-24
2021/2022 | 2022-06-25 | 2365 | 2018-06-25
2021/2022 | 2022-06-26 | 2436 | 2018-06-26
2021/2022 | 2022-06-27 | 2448 | 2018-06-27
2021/2022 | 2022-06-28 | 2408 | 2018-06-28
2021/2022 | 2022-06-29 | 2377 | 2018-06-29
2021/2022 | 2022-06-30 | 2323 | 2018-06-30
2021/2022 | 2022-07-01 | 2254 | 2018-07-01
2021/2022 | 2022-07-02 | 2201 | 2018-07-02
2021/2022 | 2022-07-03 | 2340 | 2018-07-03
2021/2022 | 2022-07-04 | 2317 | 2018-07-04
2021/2022 | 2022-07-05 | 2285 | 2018-07-05
2021/2022 | 2022-07-06 | 2393 | 2018-07-06
2021/2022 | 2022-07-07 | 2367 | 2018-07-07
2021/2022 | 2022-07-08 | 2318 | 2018-07-08
2021/2022 | 2022-07-09 | 2279 | 2018-07-09
2021/2022 | 2022-07-10 | 2259 | 2018-07-10
2021/2022 | 2022-07-11 | 2398 | 2018-07-11
2021/2022 | 2022-07-12 | 2328 | 2018-07-12
2021/2022 | 2022-07-13 | 2296 | 2018-07-13
2021/2022 | 2022-07-14 | 2218 | 2018-07-14
2021/2022 | 2022-07-15 | 2265 | 2018-07-15
2021/2022 | 2022-07-16 | 2233 | 2018-07-16
2021/2022 | 2022-07-17 | 2224 | 2018-07-17
2021/2022 | 2022-07-18 | 2225 | 2018-07-18
2021/2022 | 2022-07-19 | 2254 | 2018-07-19
2021/2022 | 2022-07-20 | 2256 | 2018-07-20
2021/2022 | 2022-07-21 | 2246 | 2018-07-21
2021/2022 | 2022-07-22 | 2326 | 2018-07-22
2021/2022 | 2022-07-23 | 2299 | 2018-07-23
2021/2022 | 2022-07-24 | 2306 | 2018-07-24
2021/2022 | 2022-07-25 | 2376 | 2018-07-25
2021/2022 | 2022-07-26 | 2474 | 2018-07-26
2021/2022 | 2022-07-27 | 2449 | 2018-07-27
2021/2022 | 2022-07-28 | 2419 | 2018-07-28
2021/2022 | 2022-07-29 | 2395 | 2018-07-29
2021/2022 | 2022-07-30 | 2363 | 2018-07-30
2021/2022 | 2022-07-31 | 2362 | 2018-07-31
2021/2022 | 2022-08-01 | 2359 | 2018-08-01
2021/2022 | 2022-08-02 | 2449 | 2018-08-02
2021/2022 | 2022-08-03 | 2472 | 2018-08-03
2021/2022 | 2022-08-04 | 2431 | 2018-08-04
2021/2022 | 2022-08-05 | 2419 | 2018-08-05
2021/2022 | 2022-08-06 | 2363 | 2018-08-06
2021/2022 | 2022-08-07 | 2434 | 2018-08-07
2021/2022 | 2022-08-08 | 2417 | 2018-08-08
2021/2022 | 2022-08-09 | 2362 | 2018-08-09
2021/2022 | 2022-08-10 | 2304 | 2018-08-10
2021/2022 | 2022-08-11 | 2392 | 2018-08-11
2021/2022 | 2022-08-12 | 2382 | 2018-08-12
2021/2022 | 2022-08-13 | 2334 | 2018-08-13
2021/2022 | 2022-08-14 | 2309 | 2018-08-14
2021/2022 | 2022-08-15 | 2360 | 2018-08-15
2021/2022 | 2022-08-16 | 2345 | 2018-08-16
2021/2022 | 2022-08-17 | 2315 | 2018-08-17
2021/2022 | 2022-08-18 | 2399 | 2018-08-18
2021/2022 | 2022-08-19 | 2337 | 2018-08-19
2021/2022 | 2022-08-20 | 2305 | 2018-08-20
2021/2022 | 2022-08-21 | 2407 | 2018-08-21
2021/2022 | 2022-08-22 | 2431 | 2018-08-22
2021/2022 | 2022-08-23 | 2443 | 2018-08-23
2021/2022 | 2022-08-24 | 2380 | 2018-08-24
2021/2022 | 2022-08-25 | 2453 | 2018-08-25
2021/2022 | 2022-08-26 | 2401 | 2018-08-26
2021/2022 | 2022-08-27 | 2332 | 2018-08-27
2021/2022 | 2022-08-28 | 2298 | 2018-08-28
2021/2022 | 2022-08-29 | 2265 | 2018-08-29
2021/2022 | 2022-08-30 | 2197 | 2018-08-30
2021/2022 | 2022-08-31 | 2372 | 2018-08-31
2021/2022 | 2022-09-01 | 2326 | 2018-09-01
2021/2022 | 2022-09-02 | 2277 | 2018-09-02
2021/2022 | 2022-09-03 | 2383 | 2018-09-03
2021/2022 | 2022-09-04 | 2407 | 2018-09-04
2021/2022 | 2022-09-05 | 2417 | 2018-09-05
2021/2022 | 2022-09-06 | 2449 | 2018-09-06
2021/2022 | 2022-09-07 | 2403 | 2018-09-07
2021/2022 | 2022-09-08 | 2395 | 2018-09-08
2021/2022 | 2022-09-09 | 2386 | 2018-09-09
2021/2022 | 2022-09-10 | 2488 | 2018-09-10
2021/2022 | 2022-09-11 | 2473 | 2018-09-11
2021/2022 | 2022-09-12 | 2497 | 2018-09-12
2021/2022 | 2022-09-13 | 2545 | 2018-09-13
2021/2022 | 2022-09-14 | 2477 | 2018-09-14
2021/2022 | 2022-09-15 | 2395 | 2018-09-15
2021/2022 | 2022-09-16 | 2365 | 2018-09-16
2021/2022 | 2022-09-17 | 2330 | 2018-09-17
2021/2022 | 2022-09-18 | 2308 | 2018-09-18
2021/2022 | 2022-09-19 | 2308 | 2018-09-19
2021/2022 | 2022-09-20 | 2285 | 2018-09-20
2021/2022 | 2022-09-21 | 2197 | 2018-09-21
2021/2022 | 2022-09-22 | 2225 | 2018-09-22
2021/2022 | 2022-09-23 | 2295 | 2018-09-23
2021/2022 | 2022-09-24 | 2257 | 2018-09-24
2021/2022 | 2022-09-25 | 2313 | 2018-09-25
2021/2022 | 2022-09-26 | 2367 | 2018-09-26
2021/2022 | 2022-09-27 | 2303 | 2018-09-27
2021/2022 | 2022-09-28 | 2318 | 2018-09-28
2021/2022 | 2022-09-29 | 2248 | 2018-09-29
2021/2022 | 2022-09-30 | 2258 | 2018-09-30
2022/2023 | 2022-10-01 | 2424 | 2017-10-01
2022/2023 | 2022-10-02 | 2533 | 2017-10-02
2022/2023 | 2022-10-03 | 2607 | 2017-10-03
2022/2023 | 2022-10-04 | 2642 | 2017-10-04
2022/2023 | 2022-10-05 | 2599 | 2017-10-05
2022/2023 | 2022-10-06 | 2577 | 2017-10-06
2022/2023 | 2022-10-07 | 2561 | 2017-10-07
2022/2023 | 2022-10-08 | 2517 | 2017-10-08
2022/2023 | 2022-10-09 | 2573 | 2017-10-09
2022/2023 | 2022-10-10 | 2665 | 2017-10-10
2022/2023 | 2022-10-11 | 2783 | 2017-10-11
2022/2023 | 2022-10-12 | 2737 | 2017-10-12
2022/2023 | 2022-10-13 | 2642 | 2017-10-13
2022/2023 | 2022-10-14 | 2562 | 2017-10-14
2022/2023 | 2022-10-15 | 2614 | 2017-10-15
2022/2023 | 2022-10-16 | 2727 | 2017-10-16
2022/2023 | 2022-10-17 | 2717 | 2017-10-17
2022/2023 | 2022-10-18 | 2729 | 2017-10-18
2022/2023 | 2022-10-19 | 2770 | 2017-10-19
2022/2023 | 2022-10-20 | 2710 | 2017-10-20
2022/2023 | 2022-10-21 | 2725 | 2017-10-21
2022/2023 | 2022-10-22 | 2804 | 2017-10-22
2022/2023 | 2022-10-23 | 2815 | 2017-10-23
2022/2023 | 2022-10-24 | 2916 | 2017-10-24
2022/2023 | 2022-10-25 | 3008 | 2017-10-25
2022/2023 | 2022-10-26 | 2894 | 2017-10-26
2022/2023 | 2022-10-27 | 2849 | 2017-10-27
2022/2023 | 2022-10-28 | 2867 | 2017-10-28
2022/2023 | 2022-10-29 | 2909 | 2017-10-29
2022/2023 | 2022-10-30 | 2889 | 2017-10-30
2022/2023 | 2022-10-31 | 2974 | 2017-10-31
2022/2023 | 2022-11-01 | 2904 | 2017-11-01
2022/2023 | 2022-11-02 | 2885 | 2017-11-02
2022/2023 | 2022-11-03 | 2937 | 2017-11-03
2022/2023 | 2022-11-04 | 2842 | 2017-11-04
2022/2023 | 2022-11-05 | 2811 | 2017-11-05
2022/2023 | 2022-11-06 | 2773 | 2017-11-06
2022/2023 | 2022-11-07 | 2844 | 2017-11-07
2022/2023 | 2022-11-08 | 2797 | 2017-11-08
2022/2023 | 2022-11-09 | 2827 | 2017-11-09
2022/2023 | 2022-11-10 | 2726 | 2017-11-10
2022/2023 | 2022-11-11 | 2745 | 2017-11-11
2022/2023 | 2022-11-12 | 2723 | 2017-11-12
2022/2023 | 2022-11-13 | 2719 | 2017-11-13
2022/2023 | 2022-11-14 | 2758 | 2017-11-14
2022/2023 | 2022-11-15 | 2788 | 2017-11-15
2022/2023 | 2022-11-16 | 2789 | 2017-11-16
2022/2023 | 2022-11-17 | 2798 | 2017-11-17
2022/2023 | 2022-11-18 | 2785 | 2017-11-18
2022/2023 | 2022-11-19 | 2776 | 2017-11-19
2022/2023 | 2022-11-20 | 2860 | 2017-11-20
2022/2023 | 2022-11-21 | 2881 | 2017-11-21
2022/2023 | 2022-11-22 | 2941 | 2017-11-22
2022/2023 | 2022-11-23 | 2850 | 2017-11-23
2022/2023 | 2022-11-24 | 2874 | 2017-11-24
2022/2023 | 2022-11-25 | 2792 | 2017-11-25
2022/2023 | 2022-11-26 | 2933 | 2017-11-26
2022/2023 | 2022-11-27 | 2999 | 2017-11-27
2022/2023 | 2022-11-28 | 3040 | 2017-11-28
2022/2023 | 2022-11-29 | 2932 | 2017-11-29
2022/2023 | 2022-11-30 | 2797 | 2017-11-30
2022/2023 | 2022-12-01 | 2941 | 2017-12-01
2022/2023 | 2022-12-02 | 2894 | 2017-12-02
2022/2023 | 2022-12-03 | 2860 | 2017-12-03
2022/2023 | 2022-12-04 | 2941 | 2017-12-04
2022/2023 | 2022-12-05 | 2918 | 2017-12-05
2022/2023 | 2022-12-06 | 2860 | 2017-12-06
2022/2023 | 2022-12-07 | 2847 | 2017-12-07
2022/2023 | 2022-12-08 | 2904 | 2017-12-08
2022/2023 | 2022-12-09 | 2824 | 2017-12-09
2022/2023 | 2022-12-10 | 2773 | 2017-12-10
2022/2023 | 2022-12-11 | 2695 | 2017-12-11
2022/2023 | 2022-12-12 | 2737 | 2017-12-12
2022/2023 | 2022-12-13 | 2651 | 2017-12-13
2022/2023 | 2022-12-14 | 2523 | 2017-12-14
2022/2023 | 2022-12-15 | 2475 | 2017-12-15
2022/2023 | 2022-12-16 | 2428 | 2017-12-16
2022/2023 | 2022-12-17 | 2416 | 2017-12-17
2022/2023 | 2022-12-18 | 2366 | 2017-12-18
2022/2023 | 2022-12-19 | 2382 | 2017-12-19
2022/2023 | 2022-12-20 | 2305 | 2017-12-20
2022/2023 | 2022-12-21 | 2316 | 2017-12-21
2022/2023 | 2022-12-22 | 2429 | 2017-12-22
2022/2023 | 2022-12-23 | 2554 | 2017-12-23
2022/2023 | 2022-12-24 | 2593 | 2017-12-24
2022/2023 | 2022-12-25 | 2638 | 2017-12-25
2022/2023 | 2022-12-26 | 2643 | 2017-12-26
2022/2023 | 2022-12-27 | 2680 | 2017-12-27
2022/2023 | 2022-12-28 | 2716 | 2017-12-28
2022/2023 | 2022-12-29 | 2671 | 2017-12-29
2022/2023 | 2022-12-30 | 2619 | 2017-12-30
2022/2023 | 2022-12-31 | 2592 | 2017-12-31
2022/2023 | 2023-01-01 | 2726 | 2018-01-01
2022/2023 | 2023-01-02 | 2758 | 2018-01-02
2022/2023 | 2023-01-03 | 2789 | 2018-01-03
2022/2023 | 2023-01-04 | 2707 | 2018-01-04
2022/2023 | 2023-01-05 | 2662 | 2018-01-05
2022/2023 | 2023-01-06 | 2693 | 2018-01-06
2022/2023 | 2023-01-07 | 2636 | 2018-01-07
2022/2023 | 2023-01-08 | 2715 | 2018-01-08
2022/2023 | 2023-01-09 | 2681 | 2018-01-09
2022/2023 | 2023-01-10 | 2633 | 2018-01-10
2022/2023 | 2023-01-11 | 2725 | 2018-01-11
2022/2023 | 2023-01-12 | 2646 | 2018-01-12
2022/2023 | 2023-01-13 | 2657 | 2018-01-13
2022/2023 | 2023-01-14 | 2693 | 2018-01-14
2022/2023 | 2023-01-15 | 2867 | 2018-01-15
2022/2023 | 2023-01-16 | 2829 | 2018-01-16
2022/2023 | 2023-01-17 | 2693 | 2018-01-17
2022/2023 | 2023-01-18 | 2652 | 2018-01-18
2022/2023 | 2023-01-19 | 2696 | 2018-01-19
2022/2023 | 2023-01-20 | 2582 | 2018-01-20
2022/2023 | 2023-01-21 | 2530 | 2018-01-21
2022/2023 | 2023-01-22 | 2530 | 2018-01-22
2022/2023 | 2023-01-23 | 2555 | 2018-01-23
2022/2023 | 2023-01-24 | 2371 | 2018-01-24
2022/2023 | 2023-01-25 | 2383 | 2018-01-25
2022/2023 | 2023-01-26 | 2402 | 2018-01-26
2022/2023 | 2023-01-27 | 2245 | 2018-01-27
2022/2023 | 2023-01-28 | 2182 | 2018-01-28
2022/2023 | 2023-01-29 | 2141 | 2018-01-29
2022/2023 | 2023-01-30 | 2362 | 2018-01-30
2022/2023 | 2023-01-31 | 2406 | 2018-01-31
2022/2023 | 2023-02-01 | 2502 | 2018-02-01
2022/2023 | 2023-02-02 | 2402 | 2018-02-02
2022/2023 | 2023-02-03 | 2365 | 2018-02-03
2022/2023 | 2023-02-04 | 2363 | 2018-02-04
2022/2023 | 2023-02-05 | 2316 | 2018-02-05
2022/2023 | 2023-02-06 | 2410 | 2018-02-06
2022/2023 | 2023-02-07 | 2287 | 2018-02-07
2022/2023 | 2023-02-08 | 2210 | 2018-02-08
2022/2023 | 2023-02-09 | 2151 | 2018-02-09
2022/2023 | 2023-02-10 | 2007 | 2018-02-10
2022/2023 | 2023-02-11 | 2031 | 2018-02-11
2022/2023 | 2023-02-12 | 1954 | 2018-02-12
2022/2023 | 2023-02-13 | 1977 | 2018-02-13
2022/2023 | 2023-02-14 | 2011 | 2018-02-14
2022/2023 | 2023-02-15 | 2026 | 2018-02-15
2022/2023 | 2023-02-16 | 1927 | 2018-02-16
2022/2023 | 2023-02-17 | 1874 | 2018-02-17
2022/2023 | 2023-02-18 | 1950 | 2018-02-18
2022/2023 | 2023-02-19 | 1927 | 2018-02-19
2022/2023 | 2023-02-20 | 1950 | 2018-02-20
2022/2023 | 2023-02-21 | 1888 | 2018-02-21
2022/2023 | 2023-02-22 | 1954 | 2018-02-22
2022/2023 | 2023-02-23 | 1891 | 2018-02-23
2022/2023 | 2023-02-24 | 1959 | 2018-02-24
2022/2023 | 2023-02-25 | 2014 | 2018-02-25
2022/2023 | 2023-02-26 | 2096 | 2018-02-26
2022/2023 | 2023-02-27 | 2077 | 2018-02-27
2022/2023 | 2023-02-28 | 1952 | 2018-02-28
2022/2023 | 2023-03-01 | 1788 | 2018-03-01
2022/2023 | 2023-03-02 | 1775 | 2018-03-02
2022/2023 | 2023-03-03 | 1777 | 2018-03-03
2022/2023 | 2023-03-04 | 1902 | 2018-03-04
2022/2023 | 2023-03-05 | 1860 | 2018-03-05
2022/2023 | 2023-03-06 | 1792 | 2018-03-06
2022/2023 | 2023-03-07 | 1733 | 2018-03-07
2022/2023 | 2023-03-08 | 1670 | 2018-03-08
2022/2023 | 2023-03-09 | 1673 | 2018-03-09
2022/2023 | 2023-03-10 | 1638 | 2018-03-10
2022/2023 | 2023-03-11 | 1506 | 2018-03-11
2022/2023 | 2023-03-12 | 1478 | 2018-03-12
2022/2023 | 2023-03-13 | 1528 | 2018-03-13
2022/2023 | 2023-03-14 | 1575 | 2018-03-14
2022/2023 | 2023-03-15 | 1550 | 2018-03-15
2022/2023 | 2023-03-16 | 1500 | 2018-03-16
2022/2023 | 2023-03-17 | 1547 | 2018-03-17
2022/2023 | 2023-03-18 | 1576 | 2018-03-18
2022/2023 | 2023-03-19 | 1637 | 2018-03-19
2022/2023 | 2023-03-20 | 1745 | 2018-03-20
2022/2023 | 2023-03-21 | 1730 | 2018-03-21
2022/2023 | 2023-03-22 | 1672 | 2018-03-22
2022/2023 | 2023-03-23 | 1717 | 2018-03-23
2022/2023 | 2023-03-24 | 1738 | 2018-03-24
2022/2023 | 2023-03-25 | 1773 | 2018-03-25
2022/2023 | 2023-03-26 | 1851 | 2018-03-26
2022/2023 | 2023-03-27 | 1904 | 2018-03-27
2022/2023 | 2023-03-28 | 2019 | 2018-03-28
2022/2023 | 2023-03-29 | 2084 | 2018-03-29
2022/2023 | 2023-03-30 | 2002 | 2018-03-30
2022/2023 | 2023-03-31 | 2047 | 2018-03-31
2022/2023 | 2023-04-01 | 1985 | 2018-04-01
2022/2023 | 2023-04-02 | 1994 | 2018-04-02
2022/2023 | 2023-04-03 | 2026 | 2018-04-03
2022/2023 | 2023-04-04 | 2000 | 2018-04-04
2022/2023 | 2023-04-05 | 2016 | 2018-04-05
2022/2023 | 2023-04-06 | 2067 | 2018-04-06
2022/2023 | 2023-04-07 | 1991 | 2018-04-07
2022/2023 | 2023-04-08 | 2046 | 2018-04-08
2022/2023 | 2023-04-09 | 2171 | 2018-04-09
2022/2023 | 2023-04-10 | 2225 | 2018-04-10
2022/2023 | 2023-04-11 | 2188 | 2018-04-11
2022/2023 | 2023-04-12 | 2186 | 2018-04-12
2022/2023 | 2023-04-13 | 2096 | 2018-04-13
2022/2023 | 2023-04-14 | 2034 | 2018-04-14
2022/2023 | 2023-04-15 | 2064 | 2018-04-15
2022/2023 | 2023-04-16 | 2156 | 2018-04-16
2022/2023 | 2023-04-17 | 2182 | 2018-04-17
2022/2023 | 2023-04-18 | 2104 | 2018-04-18
2022/2023 | 2023-04-19 | 2198 | 2018-04-19
2022/2023 | 2023-04-20 | 2180 | 2018-04-20
2022/2023 | 2023-04-21 | 2295 | 2018-04-21
2022/2023 | 2023-04-22 | 2239 | 2018-04-22
2022/2023 | 2023-04-23 | 2184 | 2018-04-23
2022/2023 | 2023-04-24 | 2165 | 2018-04-24
2022/2023 | 2023-04-25 | 2100 | 2018-04-25
2022/2023 | 2023-04-26 | 2064 | 2018-04-26
2022/2023 | 2023-04-27 | 1913 | 2018-04-27
2022/2023 | 2023-04-28 | 1937 | 2018-04-28
2022/2023 | 2023-04-29 | 1927 | 2018-04-29
2022/2023 | 2023-04-30 | 1938 | 2018-04-30
2022/2023 | 2023-05-01 | 2056 | 2018-05-01
2022/2023 | 2023-05-02 | 2076 | 2018-05-02
2022/2023 | 2023-05-03 | 2068 | 2018-05-03
2022/2023 | 2023-05-04 | 2076 | 2018-05-04
2022/2023 | 2023-05-05 | 2092 | 2018-05-05
2022/2023 | 2023-05-06 | 2070 | 2018-05-06
2022/2023 | 2023-05-07 | 1983 | 2018-05-07
2022/2023 | 2023-05-08 | 2056 | 2018-05-08
2022/2023 | 2023-05-09 | 2200 | 2018-05-09
2022/2023 | 2023-05-10 | 2138 | 2018-05-10
2022/2023 | 2023-05-11 | 2136 | 2018-05-11
2022/2023 | 2023-05-12 | 2210 | 2018-05-12
2022/2023 | 2023-05-13 | 2127 | 2018-05-13
2022/2023 | 2023-05-14 | 2052 | 2018-05-14
2022/2023 | 2023-05-15 | 2085 | 2018-05-15
2022/2023 | 2023-05-16 | 2190 | 2018-05-16
2022/2023 | 2023-05-17 | 2214 | 2018-05-17
2022/2023 | 2023-05-18 | 2216 | 2018-05-18
2022/2023 | 2023-05-19 | 2195 | 2018-05-19
2022/2023 | 2023-05-20 | 2116 | 2018-05-20
2022/2023 | 2023-05-21 | 2156 | 2018-05-21
2022/2023 | 2023-05-22 | 2133 | 2018-05-22
2022/2023 | 2023-05-23 | 2168 | 2018-05-23
2022/2023 | 2023-05-24 | 2260 | 2018-05-24
2022/2023 | 2023-05-25 | 2226 | 2018-05-25
2022/2023 | 2023-05-26 | 2238 | 2018-05-26
2022/2023 | 2023-05-27 | 2185 | 2018-05-27
2022/2023 | 2023-05-28 | 2308 | 2018-05-28
2022/2023 | 2023-05-29 | 2436 | 2018-05-29
2022/2023 | 2023-05-30 | 2434 | 2018-05-30
2022/2023 | 2023-05-31 | 2471 | 2018-05-31
2022/2023 | 2023-06-01 | 2414 | 2018-06-01
2022/2023 | 2023-06-02 | 2363 | 2018-06-02
2022/2023 | 2023-06-03 | 2356 | 2018-06-03
2022/2023 | 2023-06-04 | 2423 | 2018-06-04
2022/2023 | 2023-06-05 | 2396 | 2018-06-05
2022/2023 | 2023-06-06 | 2329 | 2018-06-06
2022/2023 | 2023-06-07 | 2261 | 2018-06-07
2022/2023 | 2023-06-08 | 2320 | 2018-06-08
2022/2023 | 2023-06-09 | 2387 | 2018-06-09
2022/2023 | 2023-06-10 | 2373 | 2018-06-10
2022/2023 | 2023-06-11 | 2383 | 2018-06-11
2022/2023 | 2023-06-12 | 2369 | 2018-06-12
2022/2023 | 2023-06-13 | 2337 | 2018-06-13
2022/2023 | 2023-06-14 | 2375 | 2018-06-14
2022/2023 | 2023-06-15 | 2397 | 2018-06-15
2022/2023 | 2023-06-16 | 2377 | 2018-06-16
2022/2023 | 2023-06-17 | 2356 | 2018-06-17
2022/2023 | 2023-06-18 | 2351 | 2018-06-18
2022/2023 | 2023-06-19 | 2359 | 2018-06-19
2022/2023 | 2023-06-20 | 2349 | 2018-06-20
2022/2023 | 2023-06-21 | 2318 | 2018-06-21
2022/2023 | 2023-06-22 | 2290 | 2018-06-22
2022/2023 | 2023-06-23 | 2259 | 2018-06-23
2022/2023 | 2023-06-24 | 2381 | 2018-06-24
2022/2023 | 2023-06-25 | 2397 | 2018-06-25
2022/2023 | 2023-06-26 | 2406 | 2018-06-26
2022/2023 | 2023-06-27 | 2394 | 2018-06-27
2022/2023 | 2023-06-28 | 2377 | 2018-06-28
2022/2023 | 2023-06-29 | 2334 | 2018-06-29
2022/2023 | 2023-06-30 | 2303 | 2018-06-30
2022/2023 | 2023-07-01 | 2290 | 2018-07-01
2022/2023 | 2023-07-02 | 2304 | 2018-07-02
2022/2023 | 2023-07-03 | 2323 | 2018-07-03
2022/2023 | 2023-07-04 | 2329 | 2018-07-04
2022/2023 | 2023-07-05 | 2323 | 2018-07-05
2022/2023 | 2023-07-06 | 2317 | 2018-07-06
2022/2023 | 2023-07-07 | 2311 | 2018-07-07
2022/2023 | 2023-07-08 | 2349 | 2018-07-08
2022/2023 | 2023-07-09 | 2382 | 2018-07-09
2022/2023 | 2023-07-10 | 2398 | 2018-07-10
2022/2023 | 2023-07-11 | 2377 | 2018-07-11
2022/2023 | 2023-07-12 | 2353 | 2018-07-12
2022/2023 | 2023-07-13 | 2335 | 2018-07-13
2022/2023 | 2023-07-14 | 2317 | 2018-07-14
2022/2023 | 2023-07-15 | 2308 | 2018-07-15
2022/2023 | 2023-07-16 | 2355 | 2018-07-16
2022/2023 | 2023-07-17 | 2398 | 2018-07-17
2022/2023 | 2023-07-18 | 2415 | 2018-07-18
2022/2023 | 2023-07-19 | 2523 | 2018-07-19
2022/2023 | 2023-07-20 | 2500 | 2018-07-20
2022/2023 | 2023-07-21 | 2491 | 2018-07-21
2022/2023 | 2023-07-22 | 2497 | 2018-07-22
2022/2023 | 2023-07-23 | 2537 | 2018-07-23
2022/2023 | 2023-07-24 | 2585 | 2018-07-24
2022/2023 | 2023-07-25 | 2600 | 2018-07-25
2022/2023 | 2023-07-26 | 2610 | 2018-07-26
2022/2023 | 2023-07-27 | 2619 | 2018-07-27
2022/2023 | 2023-07-28 | 2619 | 2018-07-28
2022/2023 | 2023-07-29 | 2634 | 2018-07-29
2022/2023 | 2023-07-30 | 2672 | 2018-07-30
2022/2023 | 2023-07-31 | 2703 | 2018-07-31
2022/2023 | 2023-08-01 | 2749 | 2018-08-01
2022/2023 | 2023-08-02 | 2748 | 2018-08-02
2022/2023 | 2023-08-03 | 2750 | 2018-08-03
2022/2023 | 2023-08-04 | 2733 | 2018-08-04
2022/2023 | 2023-08-05 | 2803 | 2018-08-05
2022/2023 | 2023-08-06 | 2814 | 2018-08-06
2022/2023 | 2023-08-07 | 2846 | 2018-08-07
2022/2023 | 2023-08-08 | 3029 | 2018-08-08
2022/2023 | 2023-08-09 | 3028 | 2018-08-09
2022/2023 | 2023-08-10 | 3027 | 2018-08-10
2022/2023 | 2023-08-11 | 3024 | 2018-08-11
2022/2023 | 2023-08-12 | 3032 | 2018-08-12
2022/2023 | 2023-08-13 | 3063 | 2018-08-13
2022/2023 | 2023-08-14 | 3073 | 2018-08-14
2022/2023 | 2023-08-15 | 3079 | 2018-08-15
2022/2023 | 2023-08-16 | 3086 | 2018-08-16
2022/2023 | 2023-08-17 | 3139 | 2018-08-17
2022/2023 | 2023-08-18 | 3134 | 2018-08-18
2022/2023 | 2023-08-19 | 3291 | 2018-08-19
2022/2023 | 2023-08-20 | 3313 | 2018-08-20
2022/2023 | 2023-08-21 | 3313 | 2018-08-21
2022/2023 | 2023-08-22 | 3314 | 2018-08-22
2022/2023 | 2023-08-23 | 3299 | 2018-08-23
2022/2023 | 2023-08-24 | 3280 | 2018-08-24
2022/2023 | 2023-08-25 | 3231 | 2018-08-25
2022/2023 | 2023-08-26 | 3191 | 2018-08-26
2022/2023 | 2023-08-27 | 3178 | 2018-08-27
2022/2023 | 2023-08-28 | 3173 | 2018-08-28
2022/2023 | 2023-08-29 | 3141 | 2018-08-29
2022/2023 | 2023-08-30 | 3121 | 2018-08-30
2022/2023 | 2023-08-31 | 3082 | 2018-08-31
2022/2023 | 2023-09-01 | 3032 | 2018-09-01
2022/2023 | 2023-09-02 | 2992 | 2018-09-02
2022/2023 | 2023-09-03 | 2979 | 2018-09-03
2022/2023 | 2023-09-04 | 2983 | 2018-09-04
2022/2023 | 2023-09-05 | 3059 | 2018-09-05
2022/2023 | 2023-09-06 | 3034 | 2018-09-06
2022/2023 | 2023-09-07 | 3077 | 2018-09-07
2022/2023 | 2023-09-08 | 3041 | 2018-09-08
2022/2023 | 2023-09-09 | 3002 | 2018-09-09
2022/2023 | 2023-09-10 | 2978 | 2018-09-10
2022/2023 | 2023-09-11 | 2953 | 2018-09-11
2022/2023 | 2023-09-12 | 2896 | 2018-09-12
2022/2023 | 2023-09-13 | 2829 | 2018-09-13
2022/2023 | 2023-09-14 | 2784 | 2018-09-14
2022/2023 | 2023-09-15 | 2739 | 2018-09-15
2022/2023 | 2023-09-16 | 2705 | 2018-09-16
2022/2023 | 2023-09-17 | 2709 | 2018-09-17
2022/2023 | 2023-09-18 | 2701 | 2018-09-18
Formulas:
Day (plot) = DATE(IF(MONTH([GAS_DAY])>=10,2017,2018),MONTH([GAS_DAY]),DAY([GAS_DAY]))

## Figure 8
Figure 8 - Storage deliverability
Grand Total
123.58
123.4851
122.5818
121.5187
118.1225
104.5227
103.0215
73.7528
72.7623
67.927
65.101
64.4763
50.609
44.5916
44.5916
43.8559
26.9863
26.7658
26.377
26.23
25.9146
25.8198
21.0508
20.195
20.048
13.0952
13.0217
12.8534
12.538
12.538
12.2962
12.0757
11.8339
11.6134
11.4451
11.4451
11.1298
10.9093
10.6674
10.5939
10.4256
10.2786
10.1838
9.942
9.8685
9.6267
9.5532
9.3849
9.3849
9.3114
8.996
8.996
8.8277
8.6072
8.5124
8.4389
8.3441
8.3441
8.2493
8.1758
8.0809
8.0809
7.9861
7.9861
7.8391
7.7443
7.7443
7.6495
7.6495
7.5547
7.5547
7.4812
7.3863
7.3863
7.2915
7.2915
7.1232
7.1232
7.1232
7.0284
7.0284
6.9336
6.9336
6.9336
6.8388
6.8388
6.7439
6.7439
6.7439
5.6201
5.6201
5.6201
5.5253
5.5253
5.4305
5.4305
5.4305
5.3357
5.3357
5.3357
5.2408
5.2408
5.2408
5.146
5.146
5.146
5.0512
5.0512
5.0512
4.9564
4.9564
4.9564
4.8616
4.8616
4.8616
4.7667
4.7667
4.7667
4.6719
4.6719
4.6719
4.5771
4.5771
4.5771
4.4823
4.4823
4.4823
4.4823
4.3875
4.3875
4.3875
4.2927
4.2927
4.2927
4.2927
4.1978
4.1978
4.1978
4.103
4.103
4.103
4.103
4.0082
4.0082
4.0082
3.9134
3.9134
3.9134
3.9134
3.8186
3.8186
3.8186
3.8186
3.7237
3.7237
3.7237
3.7237
3.6289
3.6289
3.6289
3.6289
3.5341
3.5341
3.5341
3.5341
3.5341
3.4393
3.4393
3.4393
3.4393
3.3445
3.3445
3.3445
3.3445
3.2496
3.2496
3.2496
3.2496
3.2496
3.1548
3.1548
3.1548
3.1548
3.1548
3.06
3.06
3.06
3.06
3.06
2.9652
2.9652
2.9652
2.9652
2.9652
2.8704
2.8704
2.8704
2.8704
2.8704
2.7756
2.7756
2.7756
2.7756
2.7756
2.6807
2.6807
2.6807
2.6807
2.6807
2.6807
2.5859
2.5859
2.5859
2.5859
2.5859
2.5859
2.4911
2.4911
2.4911
2.4911
2.4911
2.4911
2.3963
2.3963
2.3963
2.3963
2.3963
2.3963
2.3015
2.3015
2.3015
2.3015
2.3015
2.3015
2.2066
2.2066
2.2066
2.2066
2.2066
2.2066
2.2066
2.1118
2.1118
2.1118
2.1118
2.1118
2.1118
2.1118
2.017
2.017
2.017
2.017
2.017
2.017
2.017
2.017
1.9222
1.9222
1.9222
1.9222
1.9222
1.9222
1.9222
1.8274
1.8274
1.8274
1.8274
1.8274
1.8274
1.8274
1.8274
1.8274
1.7325
1.7325
1.7325
1.7325
1.7325
1.7325
1.7325
1.7325
1.6377
1.6377
1.6377
1.6377
1.6377
1.6377
1.6377
1.6377
1.6377
1.5429
1.5429
1.5429
1.5429
1.5429
1.5429
1.5429
1.5429
1.5429
1.5429
1.4481
1.4481
1.4481
1.4481
1.4481
1.4481
1.4481
1.4481
1.4481
1.4481
1.3533
1.3533
1.3533
1.3533
1.3533
1.3533
1.3533
1.3533
1.3533
1.3533
1.3533
1.2585
1.2585
1.2585
1.2585
1.2585
1.2585
1.2585
1.2585
1.2585
1.2585
1.2585
1.2585
1.1636
1.1636
1.1636
1.1636
1.1636
1.1636
1.1636
1.1636
1.1636

## Figure 9
Figure 9: Storage injection and withdrawal levels over the last year
Date | Withdrawal | Injection | Max Deliverability
2022-10-01 | 0 | -51 | 109.6929
2022-10-02 | 2.6 | -19.8 | 109.7832
2022-10-03 | 1.1 | -24.1 | 109.8734
2022-10-04 | 0 | -23.3 | 109.8734
2022-10-05 | 0 | -25.7 | 109.9637
2022-10-06 | 0.4 | -15.8 | 110.0539
2022-10-07 | 0 | -31.5 | 110.0539
2022-10-08 | 0 | -20.3 | 110.2344
2022-10-09 | 0 | -30.4 | 110.2344
2022-10-10 | 0 | -19.4 | 110.3246
2022-10-11 | 14.1 | -6.1 | 110.3246
2022-10-12 | 25.5 | -5.9 | 110.5051
2022-10-13 | 23.4 | -7.8 | 110.5954
2022-10-14 | 8.4 | -6.2 | 110.5954
2022-10-15 | 1.3 | -25.6 | 110.6856
2022-10-16 | 0 | -31.6 | 110.7758
2022-10-17 | 0 | -40.9 | 110.7758
2022-10-18 | 9.1 | -6.9 | 110.8661
2022-10-19 | 0 | -25.8 | 110.9563
2022-10-20 | 25.8 | -6.2 | 111.0466
2022-10-21 | 15 | -6 | 111.1368
2022-10-22 | 0 | -22.8 | 111.1368
2022-10-23 | 0 | -36.1 | 111.2271
2022-10-24 | 0 | -13.6 | 111.3173
2022-10-25 | 8.6 | -6.5 | 111.4075
2022-10-26 | 3.7 | -9.7 | 111.4978
2022-10-27 | 19.8 | -6.5 | 111.588
2022-10-28 | 8.6 | -7.3 | 111.588
2022-10-29 | 0 | -11.7 | 111.6783
2022-10-30 | 0.4 | -25.9 | 111.7685
2022-10-31 | 15.6 | -6.4 | 111.8588
2022-11-01 | 0 | -28.2 | 111.8588
2022-11-02 | 4.2 | -7.6 | 111.949
2022-11-03 | 16.9 | -6.4 | 112.0392
2022-11-04 | 12.9 | -6.9 | 112.1295
2022-11-05 | 4 | -8 | 112.2197
2022-11-06 | 0 | -16.3 | 112.31
2022-11-07 | 0 | -17.2 | 112.4002
2022-11-08 | 1.3 | -11.5 | 112.4905
2022-11-09 | 21.4 | -7.1 | 112.5807
2022-11-10 | 6 | -8.6 | 112.5807
2022-11-11 | 1.7 | -19.3 | 112.6709
2022-11-12 | 0 | -10.6 | 112.7612
2022-11-13 | 0 | -11.4 | 112.8514
2022-11-14 | 10.6 | -6.7 | 112.9417
2022-11-15 | 0 | -20.8 | 113.0319
2022-11-16 | 0 | -22 | 113.1221
2022-11-17 | 0 | -29.5 | 113.1221
2022-11-18 | 7.7 | -6.8 | 113.3026
2022-11-19 | 0 | -21.6 | 113.3026
2022-11-20 | 1 | -12.2 | 113.3929
2022-11-21 | 16.6 | -7 | 113.4831
2022-11-22 | 43.6 | -7.3 | 113.5734
2022-11-23 | 0 | -13.1 | 113.6636
2022-11-24 | 9.9 | -5.9 | 113.7538
2022-11-25 | 0.8 | -11 | 113.8441
2022-11-26 | 0 | -33.6 | 113.9343
2022-11-27 | 0 | -24.5 | 114.0246
2022-11-28 | 7.2 | -4.7 | 114.1148
2022-11-29 | 29.6 | 0 | 114.1148
2022-11-30 | 26.4 | -0.8 | 114.1148
2022-12-01 | 25.9 | 0 | 114.1148
2022-12-02 | 6.3 | -3.9 | 114.0246
2022-12-03 | 2.8 | -17.3 | 114.0246
2022-12-04 | 2.8 | -16.4 | 113.9343
2022-12-05 | 11.4 | -1.3 | 113.9343
2022-12-06 | 3.2 | -5.6 | 113.9343
2022-12-07 | 17.4 | -0.5 | 113.9343
2022-12-08 | 32.6 | -0.6 | 113.9343
2022-12-09 | 37.3 | 0 | 113.8441
2022-12-10 | 20.3 | -1.6 | 113.8441
2022-12-11 | 38.6 | 0 | 113.8441
2022-12-12 | 65.7 | 0 | 113.8441
2022-12-13 | 63.8 | 0 | 113.7538
2022-12-14 | 59.4 | 0 | 113.7538
2022-12-15 | 67.3 | 0 | 113.6803
2022-12-16 | 59.1 | -0.1 | 112.6172
2022-12-17 | 33.6 | -1.4 | 112.5437
2022-12-18 | 8.2 | -11.5 | 112.5437
2022-12-19 | 2.9 | -45.8 | 112.5437
2022-12-20 | 0.9311 | -44.4327 | 112.5437
2022-12-21 | 8.5529 | -26.1216 | 113.5166
2022-12-22 | 20.8788 | -6.0936 | 113.6068
2022-12-23 | 5.2156 | -15.9869 | 113.6803
2022-12-24 | 0.6883 | -47.1215 | 113.6803
2022-12-25 | 0.6884 | -57.8767 | 113.6803
2022-12-26 | 0.6885 | -35.1846 | 113.6636
2022-12-27 | 5.1805 | -26.5592 | 113.6636
2022-12-28 | 0.689 | -50.6273 | 113.6636
2022-12-29 | 9.7439 | -18.1685 | 113.6636
2022-12-30 | 9.8226 | -14.8826 | 113.6636
2022-12-31 | 0.6894 | -15.8132 | 113.6636
2023-01-01 | 3.1244 | -23.8116 | 113.6636
2023-01-02 | 17.4224 | -3.5229 | 113.6636
2023-01-03 | 22.5045 | -9.8086 | 113.5734
2023-01-04 | 1.6213 | -31.2368 | 113.5734
2023-01-05 | 2.4245 | -12.2018 | 113.4831
2023-01-06 | 11.6347 | -6.3098 | 113.4831
2023-01-07 | 0 | -22.3943 | 113.4831
2023-01-08 | 10.9385 | -8.8915 | 113.4831
2023-01-09 | 16.2326 | -2.9024 | 113.4831
2023-01-10 | 8.3934 | -1.4033 | 113.4831
2023-01-11 | 6.5092 | -4.1271 | 113.4831
2023-01-12 | 5.4379 | -9.2287 | 113.3929
2023-01-13 | 4.7312 | -4.3901 | 113.3929
2023-01-14 | 1.8002 | -33.1076 | 113.3026
2023-01-15 | 6.0008 | -6.0853 | 113.3026
2023-01-16 | 56.9032 | 0 | 113.3026
2023-01-17 | 70.1636 | 0 | 113.2124
2023-01-18 | 55.5503 | 0 | 113.2124
2023-01-19 | 53.5617 | 0 | 113.1221
2023-01-20 | 31.0627 | -0.00317 | 113.1221
2023-01-21 | 15.6112 | -2.8777 | 113.0319
2023-01-22 | 38.1973 | 0 | 113.0319
2023-01-23 | 56.8294 | -1.0467 | 112.9417
2023-01-24 | 46.9513 | -0.9352 | 112.9417
2023-01-25 | 33.7445 | -1.0475 | 111.7883
2023-01-26 | 45.8553 | -1.0465 | 111.7883
2023-01-27 | 49.9626 | -1.0466 | 111.6981
2023-01-28 | 29.7201 | 0 | 111.6981
2023-01-29 | 1.6929 | -25.8883 | 110.8664
2023-01-30 | 15.7014 | 0 | 111.6078
2023-01-31 | 6.7391 | -6.1974 | 111.5176
2023-02-01 | 7.2465 | -1.1647 | 111.5176
2023-02-02 | 2.8546 | -12.9227 | 111.5176
2023-02-03 | 1.484 | -28.5216 | 110.7771
2023-02-04 | 0.53109 | -32.9474 | 112.4905
2023-02-05 | 7.2455 | -11.4174 | 112.4905
2023-02-06 | 50.6417 | 0 | 112.4905
2023-02-07 | 52.8346 | 0 | 112.4905
2023-02-08 | 42.8466 | 0 | 110.5957
2023-02-09 | 42.7205 | 0 | 110.5054
2023-02-10 | 50.9696 | 0 | 103.1119
2023-02-11 | 5.4586 | -9.4526 | 100.6443
2023-02-12 | 3.9438 | -16.6085 | 100.554
2023-02-13 | 19.4013 | -1.6962 | 101.2945
2023-02-14 | 26.739 | -0.97833 | 100.4638
2023-02-15 | 6.5423 | -2.632 | 100.4638
2023-02-16 | 3.0096 | -8.819 | 100.4638
2023-02-17 | 1.6576 | -24.138 | 100.3735
2023-02-18 | 0 | -43.9376 | 101.4367
2023-02-19 | 0 | -35.0976 | 102.1771
2023-02-20 | 2.6045 | -28.3398 | 108.74
2023-02-21 | 7.2242 | -0.59773 | 108.74
2023-02-22 | 5.3239 | -2.811 | 108.74
2023-02-23 | 13.5909 | -10.0804 | 108.6497
2023-02-24 | 18.3673 | -12.0498 | 108.6497
2023-02-25 | 7.4329 | -19.8478 | 108.5595
2023-02-26 | 7.4282 | -7.7976 | 108.4693
2023-02-27 | 40.6365 | 0 | 108.3958
2023-02-28 | 33.2417 | 0 | 108.3055
2023-03-01 | 38.9165 | 0 | 107.565
2023-03-02 | 35.843 | 0 | 102.1344
2023-03-03 | 27.7742 | 0 | 102.0441
2023-03-04 | 17.2816 | -3.1931 | 101.9706
2023-03-05 | 14.8748 | -3.2374 | 101.8804
2023-03-06 | 37.2525 | 0 | 101.8804
2023-03-07 | 61.1061 | 0 | 101.7901
2023-03-08 | 66.3751 | 0 | 92.4351
2023-03-09 | 31.8989 | 0 | 92.4351
2023-03-10 | 38.0833 | 0 | 92.3449
2023-03-11 | 8.3481 | 0 | 92.3449
2023-03-12 | 2.1635 | -47.1121 | 92.2546
2023-03-13 | 3.2915 | -40.2858 | 92.2546
2023-03-14 | 13.9446 | -0.682 | 92.8498
2023-03-15 | 39.6841 | 0 | 92.7595
2023-03-16 | 3.5097 | -24.4382 | 92.1644
2023-03-17 | 0 | -34.566 | 92.7595
2023-03-18 | 0 | -48.996 | 92.7595
2023-03-19 | 0.20009 | -29.6338 | 92.8498
2023-03-20 | 1.021 | -26.4626 | 100.4775
2023-03-21 | 0 | -27.2752 | 100.5677
2023-03-22 | 0 | -37.7915 | 100.658
2023-03-23 | 0 | -34.2649 | 100.7482
2023-03-24 | 0.71044 | -36.5046 | 101.5789
2023-03-25 | 0 | -36.8637 | 104.0465
2023-03-26 | 29.743 | -4.9592 | 104.1368
2023-03-27 | 11.4684 | -9.9599 | 104.227
2023-03-28 | 13.3997 | -14.9053 | 104.3173
2023-03-29 | 0 | -32.1462 | 104.4075
2023-03-30 | 0 | -51.1663 | 111.0606
2023-03-31 | 0 | -40.6879 | 111.9825

## Figure 10
Figure 10: European Storage stocks (21/22 & 22/23)
Date | 2021/22 | 2022/23
2021-10-01 | 75.8725 | 90.0887
2021-10-02 | 76.1157 | 90.4398
2021-10-03 | 76.4265 | 90.7056
2021-10-04 | 76.6024 | 90.9179
2021-10-05 | 76.826 | 91.1668
2021-10-06 | 76.9377 | 91.4231
2021-10-07 | 76.9971 | 91.679
2021-10-08 | 77.1088 | 92.0026
2021-10-09 | 77.3239 | 92.3006
2021-10-10 | 77.9511 | 92.519
2021-10-11 | 77.9496 | 92.6673
2021-10-12 | 77.9978 | 92.7944
2021-10-13 | 77.934 | 92.9164
2021-10-14 | 77.9219 | 93.1142
2021-10-15 | 77.9197 | 93.4027
2021-10-16 | 77.9973 | 93.6879
2021-10-17 | 78.0918 | 93.9018
2021-10-18 | 78.0893 | 94.0671
2021-10-19 | 78.1472 | 94.2058
2021-10-20 | 78.2742 | 94.3163 | Source: GIE AGSI platform (https://agsi.gie.eu/)
2021-10-21 | 78.2895 | 94.4392
2021-10-22 | 78.2264 | 94.6563
2021-10-23 | 78.2041 | 94.8732
2021-10-24 | 78.2207 | 95.0667
2021-10-25 | 78.0966 | 95.1787
2021-10-26 | 78.01 | 95.2732
2021-10-27 | 78.0369 | 95.4172
2021-10-28 | 77.9977 | 95.5845
2021-10-29 | 77.9823 | 95.8144
2021-10-30 | 78.0361 | 96.0552
2021-10-31 | 78.0902 | 96.1996
2021-11-01 | 78.091 | 96.377
2021-11-02 | 77.8348 | 96.4665
2021-11-03 | 77.5163 | 96.4846
2021-11-04 | 77.2584 | 96.5425
2021-11-05 | 77.0168 | 96.6552
2021-11-06 | 76.9238 | 96.7818
2021-11-07 | 76.867 | 96.8306
2021-11-08 | 76.5851 | 96.8895
2021-11-09 | 76.2865 | 96.9539
2021-11-10 | 75.9946 | 97.0135
2021-11-11 | 75.6917 | 97.0727
2021-11-12 | 75.3625 | 97.1593
2021-11-13 | 75.1882 | 97.2553
2021-11-14 | 75.0735 | 97.1888
2021-11-15 | 74.7524 | 97.0766
2021-11-16 | 74.3713 | 97.0154
2021-11-17 | 74.0418 | 96.9798
2021-11-18 | 73.7496 | 96.8686
2021-11-19 | 73.5488 | 96.774
2021-11-20 | 73.3972 | 96.6582
2021-11-21 | 73.2066 | 96.4503
2021-11-22 | 72.7885 | 96.2144
2021-11-23 | 72.3071 | 96.0387
2021-11-24 | 71.746 | 95.8617
2021-11-25 | 71.2129 | 95.6874
2021-11-26 | 70.6962 | 95.6183
2021-11-27 | 70.2684 | 95.5703
2021-11-28 | 69.8402 | 95.2637
2021-11-29 | 69.2446 | 94.8468
2021-11-30 | 68.6872 | 94.4306
2021-12-01 | 68.1175 | 93.9496
2021-12-02 | 67.5221 | 93.4825
2021-12-03 | 66.9369 | 93.182
2021-12-04 | 66.4794 | 92.8869
2021-12-05 | 66.0171 | 92.4584
2021-12-06 | 65.3807 | 91.9986
2021-12-07 | 64.7629 | 91.5049
2021-12-08 | 64.1487 | 90.9893
2021-12-09 | 63.4911 | 90.4951
2021-12-10 | 62.8843 | 90.0576
2021-12-11 | 62.3867 | 89.5816
2021-12-12 | 61.9901 | 88.8661
2021-12-13 | 61.446 | 88.0833
2021-12-14 | 60.9432 | 87.3618
2021-12-15 | 60.4643 | 86.6808
2021-12-16 | 59.9797 | 86.0873
2021-12-17 | 59.4914 | 85.6608
2021-12-18 | 59.0832 | 85.2962
2021-12-19 | 58.647 | 84.9204
2021-12-20 | 57.9566 | 84.6435
2021-12-21 | 57.1782 | 84.5167
2021-12-22 | 56.385 | 84.4224
2021-12-23 | 55.7686 | 84.3946
2021-12-24 | 55.4236 | 84.4688
2021-12-25 | 55.1532 | 84.5931
2021-12-26 | 54.8107 | 84.6952
2021-12-27 | 54.5078 | 84.6681
2021-12-28 | 54.2695 | 84.6663
2021-12-29 | 54.1682 | 84.6999
2021-12-30 | 54.1447 | 84.7559
2021-12-31 | 54.2885 | 84.8478
2022-01-01 | 54.5152 | 84.9917
2022-01-02 | 54.5115 | 84.9899
2022-01-03 | 54.3716 | 84.907
2022-01-04 | 54.1205 | 84.8419
2022-01-05 | 53.7315 | 84.7048
2022-01-06 | 53.3368 | 84.6541
2022-01-07 | 52.8137 | 84.6177
2022-01-08 | 52.3805 | 84.5468
2022-01-09 | 51.9469 | 84.3188
2022-01-10 | 51.2075 | 84.0736
2022-01-11 | 50.4712 | 83.8454
2022-01-12 | 49.7253 | 83.6337
2022-01-13 | 49.0074 | 83.392
2022-01-14 | 48.2867 | 83.202
2022-01-15 | 47.722 | 82.9908
2022-01-16 | 47.2231 | 82.5615
2022-01-17 | 46.5716 | 82.0752
2022-01-18 | 45.8685 | 81.5678
2022-01-19 | 45.2359 | 80.9648
2022-01-20 | 44.5767 | 80.3373
2022-01-21 | 43.8779 | 79.8009
2022-01-22 | 43.2909 | 79.239
2022-01-23 | 42.7323 | 78.5073
2022-01-24 | 42.026 | 77.6803
2022-01-25 | 41.2917 | 77.0759
2022-01-26 | 40.6022 | 76.4207
2022-01-27 | 40.0055 | 75.7052
2022-01-28 | 39.437 | 75.1139
2022-01-29 | 39.0745 | 74.5776
2022-01-30 | 38.7207 | 73.9893
2022-01-31 | 38.1628 | 73.6465
2022-02-01 | 37.7126 | 73.1649
2022-02-02 | 37.2699 | 72.7057
2022-02-03 | 36.8519 | 72.3136
2022-02-04 | 36.5086 | 71.9966
2022-02-05 | 36.2625 | 71.5571
2022-02-06 | 36.035 | 71.0118
2022-02-07 | 35.6354 | 70.3483
2022-02-08 | 35.2636 | 69.6782
2022-02-09 | 34.9094 | 68.9893
2022-02-10 | 34.4901 | 68.3912
2022-02-11 | 34.0628 | 67.9538
2022-02-12 | 33.7145 | 67.5866
2022-02-13 | 33.4473 | 67.1225
2022-02-14 | 33.0875 | 66.6709
2022-02-15 | 32.7137 | 66.2452
2022-02-16 | 32.4101 | 65.8945
2022-02-17 | 32.1754 | 65.6394
2022-02-18 | 31.9308 | 65.5297
2022-02-19 | 31.7056 | 65.4004
2022-02-20 | 31.5322 | 65.1563
2022-02-21 | 31.2016 | 64.8496
2022-02-22 | 30.866 | 64.5529
2022-02-23 | 30.585 | 64.2731
2022-02-24 | 30.3304 | 63.9933
2022-02-25 | 30.0796 | 63.7456
2022-02-26 | 29.9057 | 63.5002
2022-02-27 | 29.747 | 62.9286
2022-02-28 | 29.3969 | 62.3875
2022-03-01 | 29.0427 | 61.9547
2022-03-02 | 28.7106 | 61.4685
2022-03-03 | 28.4036 | 61.0151
2022-03-04 | 28.1326 | 60.8116
2022-03-05 | 27.9451 | 60.2476
2022-03-06 | 27.7354 | 59.8307
2022-03-07 | 27.3525 | 59.3097
2022-03-08 | 27.032 | 58.7977
2022-03-09 | 26.7835 | 58.4166
2022-03-10 | 26.6934 | 58.1164
2022-03-11 | 26.5861 | 57.8793
2022-03-12 | 26.5842 | 57.7258
2022-03-13 | 26.578 | 57.6278
2022-03-14 | 26.3967 | 57.4591
2022-03-15 | 26.2345 | 57.1969
2022-03-16 | 26.1278 | 56.9941
2022-03-17 | 26.038 | 56.9019
2022-03-18 | 25.9792 | 56.9533
2022-03-19 | 25.8824 | 56.9805
2022-03-20 | 26.0838 | 56.8599
2022-03-21 | 26.0249 | 56.8134
2022-03-22 | 26.0249 | 56.8432
2022-03-23 | 26.0634 | 56.9083
2022-03-24 | 26.186 | 57.0451
2022-03-25 | 26.3099 | 57.1922
2022-03-26 | 26.5289 | 57.2434
2022-03-27 | 26.7643 | 57.1125
2022-03-28 | 26.8707 | 56.8951
2022-03-29 | 26.9694 | 56.818
2022-03-30 | 26.9967 | 56.8582
2022-03-31 | 26.6239 | 57.0749
2022-04-01 | 26.6542 | 57.0852
2022-04-02 | 26.6084 | 57.1393
2022-04-03 | 26.5496 | 57.0617
2022-04-04 | 26.4594 | 56.9347
2022-04-05 | 26.39 | 56.8129
2022-04-06 | 26.5137 | 56.7335
2022-04-07 | 26.6625 | 56.7587
2022-04-08 | 26.8148 | 56.8724
2022-04-09 | 27.0023 | 57.0616
2022-04-10 | 27.2178 | 57.2768
2022-04-11 | 27.3312 | 57.4171
2022-04-12 | 27.5585 | 57.4988
2022-04-13 | 27.8233 | 57.5775
2022-04-14 | 28.1322 | 57.5781
2022-04-15 | 28.5632 | 57.7503
2022-04-16 | 28.9895 | 57.9684
2022-04-17 | 29.4263 | 58.088
2022-04-18 | 29.8406 | 58.2273
2022-04-19 | 30.1234 | 58.3991
2022-04-20 | 30.3743 | 58.5522
2022-04-21 | 30.655 | 58.7664
2022-04-22 | 30.9809 | 59.1017
2022-04-23 | 31.3896 | 59.4673
2022-04-24 | 31.8138 | 59.7579
2022-04-25 | 32.0806 | 59.9803
2022-04-26 | 32.288 | 60.0806
2022-04-27 | 32.4813 | 60.258
2022-04-28 | 32.7555 | 60.4949
2022-04-29 | 33.0575 | 60.8492
2022-04-30 | 33.4133 | 61.2469
2022-05-01 | 33.8717 | 61.616
2022-05-02 | 34.2631 | 61.8467
2022-05-03 | 34.6652 | 62.084
2022-05-04 | 35.0578 | 62.2998
2022-05-05 | 35.4662 | 62.6092
2022-05-06 | 35.8905 | 62.9703
2022-05-07 | 36.4098 | 63.3448
2022-05-08 | 36.9232 | 63.6358
2022-05-09 | 37.3591 | 63.8555
2022-05-10 | 37.7749 | 64.0744
2022-05-11 | 38.2222 | 64.2958
2022-05-12 | 38.6547 | 64.5664
2022-05-13 | 39.163 | 64.9767
2022-05-14 | 39.7207 | 65.3866
2022-05-15 | 40.3053 | 65.6822
2022-05-16 | 40.7372 | 65.9518
2022-05-17 | 41.1354 | 66.2283
2022-05-18 | 41.5325 | 66.5327
2022-05-19 | 41.9726 | 66.8628
2022-05-20 | 42.4382 | 67.2933
2022-05-21 | 42.977 | 67.7365
2022-05-22 | 43.5077 | 68.0136
2022-05-23 | 43.9429 | 68.2793
2022-05-24 | 44.3657 | 68.5127
2022-05-25 | 44.8205 | 68.768
2022-05-26 | 45.3037 | 69.0949
2022-05-27 | 45.7845 | 69.4919
2022-05-28 | 46.273 | 69.8743
2022-05-29 | 46.7434 | 70.2064
2022-05-30 | 47.0689 | 70.4782
2022-05-31 | 47.3605 | 70.7249
2022-06-01 | 47.707 | 70.9532
2022-06-02 | 48.1144 | 71.2715
2022-06-03 | 48.5403 | 71.6255
2022-06-04 | 49.0459 | 71.9844
2022-06-05 | 49.5513 | 72.2233
2022-06-06 | 50.0042 | 72.4327
2022-06-07 | 50.3507 | 72.6327
2022-06-08 | 50.6144 | 72.9032
2022-06-09 | 50.8497 | 73.2204
2022-06-10 | 51.088 | 73.6045
2022-06-11 | 51.61 | 73.997
2022-06-12 | 52.1278 | 74.2925
2022-06-13 | 52.5586 | 74.6036
2022-06-14 | 52.8886 | 74.8794
2022-06-15 | 53.2231 | 75.1332
2022-06-16 | 53.5596 | 75.4276
2022-06-17 | 53.9033 | 75.7634
2022-06-18 | 54.3375 | 76.159
2022-06-19 | 54.7753 | 76.43
2022-06-20 | 55.0956 | 76.7204
2022-06-21 | 55.8231 | 76.823
2022-06-22 | 56.0995 | 76.9766
2022-06-23 | 56.377 | 77.2219
2022-06-24 | 56.7022 | 77.5943
2022-06-25 | 57.1365 | 77.9608
2022-06-26 | 57.5778 | 78.2347
2022-06-27 | 57.8756 | 78.4577
2022-06-28 | 58.1962 | 78.6605
2022-06-29 | 58.4933 | 78.8672
2022-06-30 | 58.7733 | 79.1347
2022-07-01 | 59.1549 | 79.4974
2022-07-02 | 59.5885 | 79.857
2022-07-03 | 60.0485 | 80.1184
2022-07-04 | 60.4196 | 80.3491
2022-07-05 | 60.7804 | 80.6367
2022-07-06 | 61.144 | 80.8682
2022-07-07 | 61.4971 | 81.1731
2022-07-08 | 61.8516 | 81.5619
2022-07-09 | 62.3322 | 81.9218
2022-07-10 | 62.8088 | 82.1463
2022-07-11 | 63.0502 | 82.3781
2022-07-12 | 63.3121 | 82.6281
2022-07-13 | 63.5966 | 82.8709
2022-07-14 | 63.914 | 83.1672
2022-07-15 | 64.2515 | 83.5582
2022-07-16 | 64.6835 | 83.9488
2022-07-17 | 65.0931 | 84.2387
2022-07-18 | 65.3965 | 84.4798
2022-07-19 | 65.6467 | 84.7051
2022-07-20 | 65.8996 | 84.9347
2022-07-21 | 66.1813 | 85.202
2022-07-22 | 66.5281 | 85.5543
2022-07-23 | 66.9623 | 85.9318
2022-07-24 | 67.4281 | 86.1992
2022-07-25 | 67.8212 | 86.4573
2022-07-26 | 68.1871 | 86.7302
2022-07-27 | 68.5386 | 86.9988
2022-07-28 | 68.8878 | 87.2608
2022-07-29 | 69.2265 | 87.6427
2022-07-30 | 69.6476 | 88.0382
2022-07-31 | 70.0298 | 88.3516
2022-08-01 | 70.4348 | 88.5267
2022-08-02 | 70.8228 | 88.825
2022-08-03 | 71.1862 | 89.0725
2022-08-04 | 71.4694 | 89.3308
2022-08-05 | 71.8403 | 89.6451
2022-08-06 | 72.297 | 89.9533
2022-08-07 | 72.7692 | 90.2842
2022-08-08 | 73.1538 | 90.601
2022-08-09 | 73.5479 | 90.8772
2022-08-10 | 73.9564
2022-08-11 | 74.3307
2022-08-12 | 74.7234
2022-08-13 | 75.1711
2022-08-14 | 75.6163
2022-08-15 | 76.0218
2022-08-16 | 76.3842
2022-08-17 | 76.7113
2022-08-18 | 77.063
2022-08-19 | 77.4419
2022-08-20 | 77.8842
2022-08-21 | 78.3193
2022-08-22 | 78.6469
2022-08-23 | 78.9666
2022-08-24 | 79.3053
2022-08-25 | 79.6474
2022-08-26 | 79.9693
2022-08-27 | 80.3579
2022-08-28 | 80.7606
2022-08-29 | 81.0431
2022-08-30 | 81.3154
2022-08-31 | 81.4338
2022-09-01 | 81.7979
2022-09-02 | 82.0982
2022-09-03 | 82.5029
2022-09-04 | 82.9212
2022-09-05 | 83.2327
2022-09-06 | 83.5299
2022-09-07 | 83.7605
2022-09-08 | 84.0726
2022-09-09 | 84.3674
2022-09-10 | 84.7204
2022-09-11 | 85.0816
2022-09-12 | 85.337
2022-09-13 | 85.5761
2022-09-14 | 85.8067
2022-09-15 | 86.0604
2022-09-16 | 86.393
2022-09-17 | 86.7652
2022-09-18 | 87.1273
2022-09-19 | 87.3587
2022-09-20 | 87.5793
2022-09-21 | 87.7944
2022-09-22 | 88.0189
2022-09-23 | 88.2603
2022-09-24 | 88.5709
2022-09-25 | 88.8927
2022-09-26 | 89.1215
2022-09-27 | 89.3203
2022-09-28 | 89.4637
2022-09-29 | 89.6494
2022-09-30 | 89.7667

## Figure 11
Figure 11: Northwest Europe regassification capacity build (bcm/yr)
Northwest Europe regas capacity build
Source: Wood Mackenzie Short Term Oulook Q2

## Figure 12
Figure 12: Russian Pipelines
Source: Wood Mackenzie Short Term Oulook Q2

## Figure 13
Figure 13: NBP TTF Price Spreads (Season ahead)
Source: Argus Direct

## Figure 14
Figure 14: Continental Europe export levels for 2020/21 and 2021/22
| 21/22 | 22/23
Oct | 1.2537 | 2.1631
Nov | 0.31307 | 1.208
Dec | 0.34989 | 1.2183
Jan | 0.32702 | 0.96721
Feb | 0.54545 | 1.0122
Mar | 0.95373 | 1.0128
Apr | 2.0064 | 2.0793
May | 2.2006 | 2.1227
Jun | 2.0877 | 0.67229
Jul | 2.1834 | 1.0409
Aug | 2.066 | 0.82844
Sep | 2.1288 | 0.19714

## Figure 15
Figure 15: European Storage under average, winter and supply loss conditions
| Avg Winter | 103.0308 | 93.7091 | 79.2382 | 62.9734 | 49.399 | 41.7804
| Cold Winter | 101.4836 | 89.7359 | 72.3196 | 52.94 | 36.6599 | 26.795
| Cold Winter + Loss | 99.8421 | 86.9285 | 68.4321 | 48.0809 | 30.9765 | 20.1116
|  | 10 | 11 | 12 | 1 | 2 | 3
|  | Oct | Nov | Dec | Jan | Feb | Mar
| 5-year min | 85.5484 | 78.6472 | 63.7057 | 41.1465 | 27.3173 | 17.2809
| 5-year max | 100.7183 | 97.5272 | 91.8411 | 74.1392 | 62.8406 | 56.3853
| 5-year range | 16.0868 | 19.2839 | 28.3514 | 33.6527 | 36.2843 | 39.8544
Source: Wood Mackenzie Short Term Outlook Q3 & ENTSOG Summer Supply Outlook 2023 - with winter 2023-24 overview

## Table 4
Table 4: European Demand and flexible supply under average, cold and supply loss conditions
11000
| (bcm) | Demand | Unused LNG Capacity (existing) | Storage Stocks remaining
| Avg Winter | 262.8133 | 30.2248 | 41.7804
| Cold Winter | 289.0946 | 18.9288 | 26.795
| Cold Winter + 0 Russian Piped | 289 | 14.5987 | 20.1116
| (GWh) | Demand | Unused LNG Capacity (existing) | Storage Stocks remaining
| Avg Winter | 2890946.0296 | 332472.2731 | 459584.5618
| Cold Winter | 3180040.6326 | 208217.0318 | 294745.2001
| Cold Winter + 0 Russian Piped | 3179000 | 160585.856 | 221227.6559

## Table 5
Table 5: Scenarios
Rationale

## Figure 16
Figure 16: NTS demand range for the last 12 winters with the three scenarios highlighted
Gas Day | 2010/11 | 2011/12 | 2012/13 | 2013/14 | 2014/15 | 2015/16 | 2016/17 | 2017/18 | 2018/19 | 2019/20 | 2020/21 | 2021/22
2023-10-01 | 258.7 | 213.3 | 193.5 | 192.1 | 165.2 | 222.8 | 195.1 | 222.21 | 208.239 | 191.768 | 217.9 | 207
2023-10-02 | 261.6 | 210 | 187.7 | 193.4 | 166.3 | 224.4 | 183.9 | 214.43 | 171.97 | 207.991 | 217.2 | 222.4
2023-10-03 | 266.9 | 218.3 | 185.1 | 197.4 | 170 | 223.9 | 195.3 | 219.29 | 185.683 | 223.754 | 208.6 | 207.6
2023-10-04 | 280 | 207.4 | 180.5 | 182.6 | 178.9 | 203.6 | 189.2 | 226.34 | 180.669 | 198.228 | 214.6 | 205.6
2023-10-05 | 270.1 | 202.1 | 200.4 | 164.9 | 187 | 225 | 191.7214 | 213.76 | 187.43 | 198.491 | 213.8 | 206.4
2023-10-06 | 270.6 | 233.2 | 193.3 | 169.8 | 191.1 | 210.1 | 220.2 | 237.19 | 193.306 | 188.761 | 211.5 | 204
2023-10-07 | 263.5 | 263.4 | 202.6 | 180.9 | 196.5 | 221.4 | 217.8178 | 219.87 | 194.611 | 191.434 | 206.3 | 195.9
2023-10-08 | 251.8 | 241.9 | 200.5 | 187.5 | 208.4 | 220.2 | 215.9416 | 217.81 | 192.169 | 174.42 | 208.3 | 204
2023-10-09 | 261.6 | 228 | 204 | 190.5 | 196.4 | 221.9 | 216.6287 | 218.47 | 180.614 | 188.181 | 219.1 | 199.2
2023-10-10 | 258.9 | 236.2 | 202.2 | 209.4 | 187.9 | 228 | 238.1909 | 197.26 | 174.557 | 188.893 | 223.4 | 198
2023-10-11 | 274.9 | 248 | 205 | 207.9 | 198.8 | 221.7 | 249.6222 | 204.41 | 180.59 | 185.13 | 220.9 | 206.2
2023-10-12 | 279.5 | 244.3 | 192.3 | 180.4 | 203.8 | 245 | 232.1152 | 221.78 | 191.89 | 186.31 | 236.7 | 210.1
2023-10-13 | 290.6 | 245.3 | 220.3 | 185.9 | 214.9 | 256.2 | 234.5679 | 217.86 | 187.336 | 199.43 | 234.2 | 212.5
2023-10-14 | 300 | 236.9 | 208.7 | 212.6 | 224.3 | 249.7 | 236.6453 | 215.36 | 209.2 | 221.546 | 237.8 | 211.3
2023-10-15 | 291.8 | 227.4 | 230.2 | 216.6 | 210.8 | 268 | 226.0477 | 218.84 | 222.632 | 217.412 | 258.2 | 236.3
2023-10-16 | 286.9 | 236.2 | 223.6 | 217.1 | 204.1 | 257.1 | 225.3093 | 224.45 | 223.526 | 221.676 | 262.5 | 218.7
2023-10-17 | 289 | 249.2 | 207.5 | 200.8 | 193.2 | 237.4 | 225.7068 | 225.28 | 224.39 | 228.77 | 235.9 | 215.9
2023-10-18 | 303 | 261.8 | 208.4 | 174.3 | 202.2 | 226.3 | 234.8851 | 247.28 | 215.589 | 211.159 | 238.6 | 219.2
2023-10-19 | 304.8 | 290.3 | 218.7 | 165.3 | 200.8 | 235.4 | 240.8649 | 227.76 | 222.144 | 212.493 | 221 | 212.2
2023-10-20 | 339.8 | 306 | 221 | 160.8 | 203 | 216.3 | 242.9308 | 227.89 | 212.536 | 231.442 | 202.1 | 207.7
2023-10-21 | 335.9 | 281.9 | 229.2 | 172.5 | 201.4 | 212.6 | 239.6955 | 213.35 | 191.765 | 244.817 | 204.8 | 231.4
2023-10-22 | 314.4 | 243.9 | 233 | 175.9 | 236 | 213.8 | 236.441 | 227.93 | 207.627 | 244.779 | 219.7 | 251.4
2023-10-23 | 302.2 | 235 | 218.6 | 176.9 | 216.5 | 232.2 | 242.7659 | 240.24 | 195.9 | 241.734 | 225.4 | 205.1
2023-10-24 | 314.3 | 251 | 232.5 | 203.7 | 217.5 | 236.8 | 250.2226 | 225.23 | 202.519 | 224.992 | 232.7 | 200.4
2023-10-25 | 342.7 | 252.4 | 246.8 | 188.6 | 206.3 | 223.3 | 251.3057 | 211.68 | 222.433 | 238.709 | 227.5 | 231.8
2023-10-26 | 324.6 | 255.7 | 246.9 | 190 | 214.1 | 229.8 | 235.3717 | 224.63 | 218.224 | 246.249 | 233.8 | 222.6
2023-10-27 | 275.2 | 257.8 | 265.5 | 177.9 | 204.4 | 228.1 | 230.2747 | 222.12 | 255.184 | 246.687 | 232.4 | 217.8
2023-10-28 | 268.3 | 253.8 | 249.9 | 206.9 | 207.8 | 239.9 | 219.7349 | 213.05 | 263.429 | 290.121 | 235.2 | 214.7
2023-10-29 | 278 | 221.4 | 248 | 205.7 | 216.5 | 231.3 | 228.3109 | 220.45 | 297.373 | 282.896 | 225.1 | 213.6
2023-10-30 | 294.7 | 202.6 | 248.1 | 212.1 | 208.3 | 222.8 | 231.4332 | 273.67 | 309.486 | 274.487 | 200.6 | 227.1
2023-10-31 | 294.7 | 237.1 | 254 | 199.8 | 208.4 | 230.8 | 236.8634 | 249 | 287.814 | 286.118 | 206.7 | 224.4
2023-11-01 | 290.8 | 217.6 | 257.7 | 219 | 187.2 | 226.6 | 254.4375 | 243.83 | 277.203 | 220.48 | 214 | 247.5
2023-11-02 | 293.3 | 254.2 | 264.5 | 209.5 | 194.4 | 250.7 | 275.3547 | 272.53 | 277.828 | 229.335 | 215 | 268.5
2023-11-03 | 280.3 | 245.5 | 258.2 | 217.9 | 222.9 | 261.9 | 284.7236 | 263.5 | 240.435 | 238.477 | 259.6 | 266.6
2023-11-04 | 277.3 | 236.2 | 272.1 | 255.3 | 237.4 | 253.3 | 267.7097 | 236.62 | 239.696 | 247.824 | 285 | 261.5
2023-11-05 | 279.5 | 238 | 281.9 | 255.7 | 247.4 | 240 | 246.7074 | 245.38 | 249.712 | 271.671 | 282.9 | 258.8
2023-11-06 | 301 | 248.7 | 278.3 | 254.4 | 253.6 | 241.4 | 267.5642 | 273.36 | 214.705 | 293.689 | 265 | 238.6
2023-11-07 | 312.6 | 269.6 | 247.3 | 247.4 | 219 | 215.6 | 313.147 | 277.17 | 223.742 | 265.044 | 239.7 | 245.2
2023-11-08 | 332.5 | 281.4 | 241.6 | 252.6 | 220.2 | 243.5 | 325.546 | 292.64 | 231.246 | 302.932 | 219.8 | 256.4
2023-11-09 | 333.8 | 269.4 | 239.7 | 259.9 | 223.7 | 243.3 | 315.4238 | 273.18 | 224.718 | 290.661 | 231.6 | 231.5
2023-11-10 | 344.7 | 274.1 | 242.4 | 251.1 | 240 | 238.3 | 309.5051 | 261.96 | 240.901 | 272.257 | 221.5 | 260.8
2023-11-11 | 318.8 | 272.7 | 250.3 | 249.8 | 225.4 | 241.5 | 292.1888 | 265.03 | 238.63 | 278.807 | 205.9 | 254.3
2023-11-12 | 306.7 | 241.4 | 252.3 | 233.7 | 219.2 | 241.2 | 265.4406 | 262.16 | 244.301 | 292.275 | 206 | 250.9
2023-11-13 | 296.8 | 245.7 | 222 | 257.8 | 220 | 259.5 | 271.7398 | 320.84 | 228.603 | 308.333 | 212.7 | 235.6
2023-11-14 | 320.1 | 286.3 | 229 | 260.7 | 230.9 | 246.8 | 269.3831 | 281.56 | 210.782 | 312.289 | 210.9 | 240.1
2023-11-15 | 352.7 | 301.3 | 250.2 | 270.3 | 242.3 | 227.1 | 262.6421 | 272.33 | 224.337 | 309.036 | 210.4 | 261
2023-11-16 | 342.1 | 307.4 | 262.8 | 247.2 | 242.1 | 248.1 | 262.8535 | 269.97 | 230.375 | 297.357 | 223.4 | 241.2
2023-11-17 | 338.3 | 279.7 | 253.2 | 262.3 | 249.8 | 249.7 | 294.8757 | 288.06 | 216.902 | 290.464 | 204.2 | 237.9
2023-11-18 | 331.8 | 263.6 | 263.2 | 265.7 | 261.8 | 236.8 | 312.9388 | 274.74 | 227.664 | 330.291 | 213.7 | 234.4
2023-11-19 | 323.7 | 267.3 | 267.9 | 295.6 | 253 | 259.3 | 300.1986 | 278.31 | 280.204 | 349.16 | 271.3 | 226
2023-11-20 | 319.6 | 279.9 | 237.5 | 294.1 | 256.3 | 268.9 | 313.2673 | 266.46 | 307.127 | 315.528 | 267.9 | 211
2023-11-21 | 331.6 | 286 | 250.2 | 303.8 | 250.3 | 289.5 | 308.947 | 247.4 | 328.067 | 318.37 | 218.6 | 228.8
2023-11-22 | 341.8 | 290.2 | 252.2 | 306.3 | 218.8 | 293.6 | 295.0693 | 243.45 | 345.785 | 291.1 | 231.8 | 305.4
2023-11-23 | 358.8 | 294.1 | 266.3 | 287.6 | 235.1 | 316.5 | 312.4347 | 263.25 | 316.915 | 276.769 | 269.2 | 314.7
2023-11-24 | 372.3 | 269.4 | 284.6 | 280.5 | 295.1 | 289.6 | 310.8299 | 298.82 | 278.873 | 273.753 | 249 | 302.1
2023-11-25 | 397.2 | 272.9 | 254.8 | 320.1 | 299.4 | 290.8 | 313.4576 | 281.44 | 276.256 | 283.212 | 283.2 | 297.4
2023-11-26 | 403.1 | 263.2 | 268.2 | 309.1 | 282.4 | 281.8 | 311.7947 | 271.62 | 315.129 | 270.788 | 323.2 | 289.3
2023-11-27 | 407.6 | 269.6 | 285.3 | 279.3 | 268.1 | 265.9 | 305.415 | 287.24 | 297.295 | 269.586 | 326.8 | 306.1
2023-11-28 | 414.5 | 306.5 | 308.7 | 278.6 | 239.8 | 274.2 | 322.2162 | 311.45 | 235.212 | 290.663 | 289.4 | 335.9
2023-11-29 | 432.7 | 289.5 | 334.8 | 277.2 | 227.3 | 263.6 | 361.479 | 338.92 | 235.636 | 321.019 | 295.4 | 353.9
2023-11-30 | 432.1 | 304.3 | 348.7 | 280.8 | 232.5 | 290.7 | 358.9859 | 349.77 | 253.373 | 322.423 | 298.8 | 281
2023-12-01 | 457.3 | 294.9 | 321.2 | 262.8 | 270.6 | 247.5 | 346.1421 | 354.4 | 249.808 | 326.314 | 319 | 296.2
2023-12-02 | 460.1 | 305.9 | 320 | 284.8 | 292.5 | 239.5 | 332.5374 | 307.3 | 234.257 | 353.917 | 320.3 | 345.8
2023-12-03 | 459.7 | 274.6 | 305.1 | 292.2 | 311 | 235.7 | 310.7457 | 297.72 | 276.861 | 334.387 | 326.3 | 319.2
2023-12-04 | 387 | 286.1 | 327.6 | 297.6 | 320.5 | 246.5 | 315.4756 | 311.65 | 326.934 | 330.541 | 313.5 | 290.7
2023-12-05 | 386.4 | 323.8 | 349.4 | 311.3 | 304.7 | 243 | 368.5813 | 307.49 | 292.536 | 301.486 | 319.8 | 301.9
2023-12-06 | 441.7 | 336.7 | 362.3 | 313 | 282 | 239.4 | 328.2764 | 282.58 | 248.846 | 275.798 | 335.5 | 332.6
2023-12-07 | 448.1 | 321.5 | 332.6 | 250 | 262.6 | 246.1 | 264.6508 | 277.35 | 254.198 | 240.884 | 369 | 323.7
2023-12-08 | 443.2 | 315.6 | 295.3 | 247.9 | 311.7 | 244 | 275.4305 | 325.16 | 250.47 | 246.331 | 354.1 | 315.8
2023-12-09 | 418.9 | 313.2 | 296.5 | 265.8 | 311.4 | 264 | 245.9733 | 346.45 | 252.436 | 303.143 | 336.7 | 317.3
2023-12-10 | 382.9 | 318 | 342.6 | 284.2 | 291.4 | 270.1 | 264.3026 | 351.58 | 314.302 | 279.964 | 317.9 | 312.3
2023-12-11 | 344.8 | 302.8 | 376.8 | 300.1 | 293.9 | 268.4 | 286.8925 | 384.04 | 304.682 | 306 | 295.2 | 270.8
2023-12-12 | 362 | 315.7 | 388.4 | 286.7 | 296.4 | 270.4 | 315.688 | 374.39 | 304.565 | 322.133 | 280.8 | 250.3
2023-12-13 | 390.7 | 324.6 | 383.2 | 246.9 | 289.8 | 266.1 | 294.8246 | 325.57 | 332.552 | 290.365 | 265.1 | 277.3
2023-12-14 | 396.5 | 340.4 | 328.8 | 237.8 | 270 | 291.9 | 281.813 | 342.29 | 347.48 | 274.545 | 263.3 | 274.1
2023-12-15 | 389 | 333.1 | 267.3 | 221.1 | 289 | 276.7 | 287.1722 | 346.53 | 318.758 | 278.93 | 277.8 | 273
2023-12-16 | 390.1 | 340.8 | 270.2 | 242.2 | 290.3 | 248 | 289.4489 | 347.95 | 298.119 | 328.345 | 271.3 | 286.5
2023-12-17 | 433 | 327.2 | 302.3 | 274 | 250.4 | 232.1 | 287.768 | 312.32 | 297.803 | 342.965 | 264.6 | 305.7
2023-12-18 | 417.7 | 335.6 | 302.1 | 264.8 | 242.8 | 239.5 | 287.3872 | 346.24 | 278.458 | 305.88 | 256.5 | 294
2023-12-19 | 428.6 | 357.5 | 305.5 | 279.1 | 261.4 | 228.1 | 317.8972 | 331.27 | 283.488 | 285.392 | 231.2 | 308.8
2023-12-20 | 464.3 | 328.4 | 292.8 | 265 | 242.9 | 231.6 | 311.8016 | 301.01 | 288.904 | 288.478 | 244.8 | 333.5
2023-12-21 | 456.7 | 295.4 | 269.6 | 263.8 | 240.7 | 269 | 292.5555 | 290.48 | 282.532 | 294.624 | 276.2 | 343
2023-12-22 | 444.3 | 264.7 | 231.1 | 263.6 | 234.2 | 242.1 | 292.183 | 284.32 | 272.378 | 298.653 | 290.7 | 342.7
2023-12-23 | 436.4 | 272.5 | 235.4 | 260.9 | 245.2 | 248.2 | 265.3433 | 275.5 | 274.398 | 297.683 | 273.3 | 290.9
2023-12-24 | 415.7 | 274.5 | 273.5 | 239.3 | 238.2 | 243.6 | 287.3 | 269 | 295.235 | 274.87 | 294.9 | 278.5
2023-12-25 | 391.9 | 242.7 | 260.9 | 248.9 | 256.6 | 224.9 | 250.3176 | 271.85 | 283.289 | 256.857 | 291.9 | 268.7
2023-12-26 | 388 | 224.7 | 262.8 | 238.6 | 265.2 | 218.8 | 266.8921 | 290.11 | 267.03 | 254.643 | 255.8 | 279.3
2023-12-27 | 369.2 | 239.1 | 265.4 | 241.4 | 271.1 | 213.9 | 303.1572 | 316.68 | 282.835 | 261.702 | 263.1 | 280
2023-12-28 | 355.7 | 255.8 | 262.8 | 269.2 | 288.5 | 229.6 | 321.2175 | 334.08 | 256.076 | 238.11 | 334.9 | 277
2023-12-29 | 323.5 | 298.9 | 263.3 | 279.3 | 320.2 | 238.3 | 314.5137 | 331.72 | 251.645 | 233.246 | 338.2 | 270.9
2023-12-30 | 320.9 | 290 | 275 | 265.5 | 308.7 | 246.6 | 307.7743 | 299.68 | 251.277 | 266.883 | 356.8 | 259
2023-12-31 | 315.3 | 268.6 | 274.6 | 256.1 | 274.2 | 250.9 | 294.392 | 290.11 | 239.149 | 274.253 | 357 | 256.8
2024-01-01 | 315.6 | 265.8 | 265 | 255.7 | 265 | 259.3 | 309.0814 | 302.98 | 256.092 | 287.454 | 328.9 | 253
2024-01-02 | 343.8 | 279.3 | 267.2 | 264.4 | 264.7 | 250.3 | 332.7828 | 318.99 | 342.57 | 275.556 | 335.4 | 272.1
2024-01-03 | 371.1 | 306 | 248.5 | 266.6 | 275.8 | 246.8 | 341.4731 | 326.33 | 359.528 | 280.219 | 323.4 | 288.3
2024-01-04 | 379 | 312.9 | 243.8 | #REF! | 296.8 | 278.5 | 341.2374 | 322.69 | 361.32 | 265.105 | 362.2 | 325.1
2024-01-05 | 366.6 | 297.7 | 238.8 | 256.2 | 302.9 | 286.9 | 366.9904 | 331.96 | 330.55 | 251.176 | 372.7 | 332
2024-01-06 | 381.2 | 296.5 | 243.6 | 252.9 | 298.9 | 279.2 | 351.822 | 323.98 | 314.252 | 270.943 | 390.2 | 326.8
2024-01-07 | 369.9 | 268.5 | 263.5 | 266.3 | 305.5 | 291.5 | 300.6814 | 337.22 | 272.538 | 268.384 | 408.2 | 328.4
2024-01-08 | 349 | 268 | 257.8 | 269.5 | 284.8 | 309.5 | 290.3835 | 371.3 | 303.842 | 276.799 | 409.2 | 308
2024-01-09 | 364.3 | 288 | 279.3 | 271.1 | 254.6 | 263.4 | 302.2127 | 352.19 | 354.365 | 280.128 | 366.8 | 306.9
2024-01-10 | 387.3 | 284.6 | 322.5 | 280.9 | 239.9 | 266.7 | 300.5295 | 342.97 | 353.617 | 283.995 | 347.3 | 333.5
2024-01-11 | 373.4 | 273.1 | 316.8 | 267.6 | 257.7 | 310.2 | 306.2864 | 346.63 | 307.547 | 232.522 | 327.7 | 319.6
2024-01-12 | 352.4 | 286.2 | 303.4 | 282.3 | 269.8 | 315.2 | 343.4767 | 319.64 | 264.162 | 234.141 | 349.9 | 336.3
2024-01-13 | 329.4 | 324.6 | 324.1 | 301.1 | 290.6 | 332.5 | 352.4969 | 318.56 | 256.578 | 275.556 | 354.9 | 340.2
2024-01-14 | 315.9 | 321.6 | 349.9 | 303 | 310.8 | 342.4 | 325.8647 | 314.05 | 313.039 | 268.211 | 356.9 | 348
2024-01-15 | 317 | 331.5 | 364.8 | 268.4 | 299 | 348.1 | 318.1645 | 307.63 | 287.146 | 268.682 | 362.5 | 322.9
2024-01-16 | 310.5 | 361 | 391.5 | 271.3 | 307.4 | 340.8 | 326.0444 | 330.59 | 312.072 | 261.727 | 335.3 | 284.6
2024-01-17 | 360.2 | 356.3 | 378.5 | 273.1 | 310 | 326.5 | 337.7262 | 339.88 | 353.026 | 278.398 | 336.3 | 338.2
2024-01-18 | 362 | 317.2 | 380.8 | 254.5 | 309.5 | 352.1 | 343.1446 | 342.67 | 362.324 | 293.915 | 335.3 | 344.4
2024-01-19 | 371.8 | 297.7 | 353.7 | 260.1 | 363.4 | 363.5 | 344.6675 | 351.67 | 342.82 | 314.01 | 326.1 | 309.1
2024-01-20 | 388.6 | 296.9 | 350.4 | 308.8 | 362.5 | 365.6 | 339.9457 | 353.17 | 339.98 | 355.023 | 303.9 | 360.7
2024-01-21 | 392.1 | 263.3 | 374.2 | 302 | 360.8 | 354.3 | 340.0916 | 331.07 | 357.653 | 359.912 | 305.5 | 354.7
2024-01-22 | 358 | 283 | 378.4 | 281.1 | 350 | 316.4 | 351.6449 | 307.31 | 378.778 | 338.303 | 338.3 | 305.6
2024-01-23 | 340.6 | 314 | 387.5 | 288.9 | 325.5 | 272.3 | 360.3204 | 279.98 | 401.939 | 319.032 | 353.4 | 304.4
2024-01-24 | 349.8 | 306.5 | 374.8 | 288 | 284.1 | 252 | 335.1188 | 284.38 | 383.455 | 311.948 | 364.3 | 360.7
2024-01-25 | 337.5 | 291.6 | 363 | 250.6 | 272.4 | 260.8 | 329.273 | 318.25 | 305.497 | 267.371 | 369.5 | 366.9
2024-01-26 | 347.7 | 304.4 | 290.5 | 269.1 | 291.9 | 271.4 | 370.3554 | 336.51 | 304.348 | 263.492 | 370.8 | 311.2
2024-01-27 | 383.7 | 318.9 | 283.3 | 295.2 | 288.8 | 273.5 | 360.0772 | 295.19 | 318.438 | 297.596 | 323.2 | 297.4
2024-01-28 | 389.7 | 304.4 | 301.5 | 288.9 | 298.1 | 289.8 | 315.1675 | 285.62 | 359.971 | 303.715 | 296.2 | 280.9
2024-01-29 | 381.9 | 318.3 | 280.6 | 306.6 | 324.8 | 270.8 | 319.5054 | 314.03 | 375.762 | 287.25 | 305.2 | 252.4
2024-01-30 | 373.7 | 351.4 | 282.6 | 325.9 | 310 | 273.6 | 306.7722 | 313.08 | 389.022 | 252.58 | 323.3 | 261.6
2024-01-31 | 392.4 | 362.2 | 280 | 297.1 | 296.1 | 267.5 | 322.6871 | 325.29 | 400.728 | 237.062 | 339.6 | 287.2
2024-02-01 | 363.6 | 383.7 | 287.1 | 262.9 | 309.1 | 270.2 | 302.9405 | 331.12 | 395.635 | 238.637 | 360.1 | 279.7
2024-02-02 | 344.2 | 415 | 299.7 | 252.7 | 364.8 | 281.1 | 300.4184 | 341.75 | 361.209 | 239.896 | 300.7 | 285.3
2024-02-03 | 333.2 | 402.1 | 297.7 | 294.8 | 360.4 | 309.1 | 308.1 | 337.92 | 337.343 | 262.019 | 301.9 | 293.5
2024-02-04 | 316.2 | 386.9 | 288.9 | 283.3 | 353.5 | 290.1 | 319.1509 | 338.24 | 343.369 | 304.52 | 309.5 | 297
2024-02-05 | 292 | 366.7 | 318 | 286.7 | 355 | 260.2 | 328.9809 | 378.05 | 333.183 | 322.114 | 292.5 | 282.6
2024-02-06 | 297 | 371.8 | 327.4 | 291 | 356.4 | 252.1 | 323.0692 | 385.25 | 303.738 | 323.814 | 292.8 | 285.5
2024-02-07 | 316 | 387.2 | 342.5 | 269.5 | 326 | 257.9 | 311.2907 | 380.21 | 295.273 | 276.732 | 323.9 | 296.7
2024-02-08 | 322.4 | 406.7 | 338.2 | 251.5 | 311.2 | 293.2 | 332.017 | 351.16 | 277.196 | 255.609 | 393.9 | 277.7
2024-02-09 | 318.7 | 393.5 | 316.5 | 260.7 | 320.5 | 300.3 | 359.0566 | 334.09 | 279.066 | 253.503 | 403.7 | 276.7
2024-02-10 | 313.1 | 384 | 311 | 301.2 | 328.7 | 311.8 | 369.1573 | 316.18 | 300.604 | 292.846 | 415.2 | 289.1
2024-02-11 | 296.7 | 361.3 | 356.2 | 307.6 | 324.5 | 328.7 | 332.918 | 319.97 | 330.537 | 312.146 | 405.5 | 304.9
2024-02-12 | 289.1 | 342 | 367 | 317 | 316.2 | 325.5 | 316.9348 | 331.96 | 294.962 | 313.153 | 387.1 | 266.3
2024-02-13 | 321.9 | 341 | 366.5 | 296.5 | 313.4 | 298 | 304.7391 | 352.95 | 266.658 | 317.756 | 363 | 269.2
2024-02-14 | 331.9 | 331.8 | 305.3 | 306.9 | 278.5 | 298.8 | 317.7297 | 337.33 | 272.116 | 285.331 | 326.3 | 267.9
2024-02-15 | 337.9 | 318.3 | 302.5 | 260.9 | 269.9 | 337.5 | 286.8817 | 318.77 | 252.256 | 227.94 | 286.8 | 275.6
2024-02-16 | 327.5 | 296.6 | 292.9 | 260 | 288.1 | 322.1 | 272.4632 | 315.2 | 243.788 | 237.656 | 261 | 244.9
2024-02-17 | 329.1 | 282.6 | 300.1 | 289 | 292.8 | 333.8 | 272.9291 | 327.4 | 232.083 | 268.839 | 254.1 | 253.3
2024-02-18 | 329.2 | 287.3 | 322.3 | 271.2 | 273 | 314.2 | 261.8589 | 321.71 | 257.901 | 281.831 | 257.1 | 267.4
2024-02-19 | 322.4 | 299.6 | 311.9 | 257.7 | 281.4 | 293.3 | 255.7101 | 305.01 | 266.534 | 285.396 | 258.1 | 277.8
2024-02-20 | 314.6 | 326.5 | 330.7 | 242.2 | 289.1 | 269.5 | 256.3992 | 308.61 | 248.967 | 275.062 | 229.1 | 250.4
2024-02-21 | 352.7 | 282.2 | 359.2 | 250.9 | 281.2 | 254.9 | 263.5693 | 333.33 | 242.169 | 277.453 | 238.4 | 277.2
2024-02-22 | 330.4 | 277.6 | 371.8 | 248.8 | 288 | 285.3 | 260.9291 | 324 | 223.64 | 255.091 | 253.9 | 263.7
2024-02-23 | 312.6 | 252 | 350.5 | 263.8 | 287.8 | 299.6 | 271.979 | 313.58 | 209.732 | 265.84 | 232.6 | 262.7
2024-02-24 | 287.9 | 256.3 | 345 | 254.1 | 283.9 | 319.5 | 282.433 | 291.24 | 234.141 | 281.035 | 228.8 | 269.9
2024-02-25 | 288.2 | 266.1 | 360.3 | 232.8 | 279.1 | 327.6 | 253.9531 | 296.06 | 258.241 | 305.243 | 255.6 | 287.1
2024-02-26 | 269 | 260.1 | 357.7 | 242 | 273.9 | 315.5 | 244.4503 | 368.89 | 248.246 | 318.631 | 275.5 | 276.3
2024-02-27 | 297.2 | 259.9 | 348.4 | 250.9 | 275.6 | 307.3 | 305.5613 | 391.95 | 252.67 | 326.947 | 271.8 | 271
2024-02-28 | 342 | 246.7 | 326.1 | 268.9 | 251.1 | 298 | 315.2569 | 400.45 | 280.04 | 319.663 | 283.8 | 293.8
2024-02-29 | 350.3 | 251.9 | 318.8 | 248.2 | 251.5 | 303.3 | 303.1673 | 416.73 | 271.126 | 278.944 | 319.7 | 304.6
2024-03-01 | 347.7 | 271.5 | 278 | 252.5 | 287.4 | 268.5 | 297.4678 | 391.46 | 232.829 | 285.308 | 337.4 | 293.1
2024-03-02 | 360.4 | 265.9 | 279.2 | 276.8 | 287.7 | 296.9 | 295.7341 | 340.98 | 247.383 | 302.991 | 350.4 | 288.5
2024-03-03 | 340.3 | 262.1 | 302.6 | 274.4 | 306.9 | 299.1 | 269.0264 | 317.29 | 267.908 | 331.69 | 340.8 | 290.9
2024-03-04 | 315 | 279.6 | 308 | 263.7 | 286.1 | 302.9 | 277.6197 | 320.43 | 272.995 | 347.725 | 347 | 270.4
2024-03-05 | 311.4 | 315.1 | 305.7 | 240.8 | 250.7 | 298.4 | 305.6271 | 316.23 | 251.981 | 345.551 | 324.6 | 278.8
2024-03-06 | 330.7 | 312.1 | 307.3 | 238 | 220.5 | 309.7 | 297.1151 | 310.55 | 262.166 | 310.748 | 313 | 288.9
2024-03-07 | 321.7 | 307.5 | 312.4 | 209.9 | 236.7 | 318.9 | 268.6864 | 321.01 | 273.205 | 260.389 | 315.8 | 271.9
2024-03-08 | 310.1 | 296 | 295 | 209.7 | 288.6 | 323.5 | 267.0429 | 310.96 | 243.943 | 256.135 | 283.2 | 258.8
2024-03-09 | 294.8 | 268.5 | 308.7 | 243.5 | 270.7 | 315.1 | 264.9369 | 294.85 | 254.733 | 284.262 | 276.6 | 232.1
2024-03-10 | 299.6 | 255.3 | 376.5 | 254.3 | 277.3 | 314.2 | 252.4163 | 301.15 | 271.261 | 251.691 | 270.4 | 236
2024-03-11 | 273.6 | 259.1 | 362.6 | 257.3 | 246.4 | 291 | 250.6031 | 305.84 | 283.357 | 254.509 | 276.6 | 237.1
2024-03-12 | 280.6 | 265.7 | 336.8 | 248.6 | 264 | 267.4 | 259.1407 | 313.52 | 265.599 | 278.986 | 259.1 | 236.3
2024-03-13 | 292.3 | 278.1 | 325 | 243.3 | 250.7 | 264.2 | 243.4376 | 295.92 | 241.049 | 290.786 | 257.1 | 259
2024-03-14 | 293.4 | 277.2 | 299.5 | 220.8 | 257.7 | 284.3 | 238.4285 | 283.15 | 234.24 | 246.664 | 286.2 | 255.9
2024-03-15 | 300.5 | 274.1 | 282.6 | 220.9 | 290.1 | 291.1 | 250.5962 | 290.76 | 233.043 | 252.475 | 263.6 | 277.4
2024-03-16 | 312.9 | 258.4 | 291.8 | 214 | 274.6 | 287.2 | 251.7603 | 311.23 | 241.15 | 272.24 | 275.5 | 264.9
2024-03-17 | 305.1 | 243.6 | 310.8 | 224.1 | 271.1 | 279.3 | 235.8381 | 346.64 | 297.172 | 254.096 | 275.8 | 242.8
2024-03-18 | 285.5 | 253.7 | 318.1 | 239.9 | 278 | 302.6 | 233.3208 | 348.23 | 261.301 | 275.257 | 278.3 | 240.4
2024-03-19 | 292.1 | 260.8 | 326.4 | 247.8 | 249.7 | 275 | 245.5252 | 335.34 | 235.341 | 299.146 | 271.9 | 257.6
2024-03-20 | 281.4 | 262.3 | 343.3 | 256.6 | 242.9 | 258.7 | 268.8928 | 293.41 | 239.853 | 283.638 | 244.6 | 276.3
2024-03-21 | 280.2 | 266.3 | 349.1 | 251.1 | 239.8 | 282.4 | 293.3888 | 274.05 | 229.888 | 249.62 | 263.8 | 257.5
2024-03-22 | 268 | 267.9 | 350.1 | 252.9 | 257.3 | 287.4 | 278.8228 | 265.1 | 240.62 | 245.394 | 266.9 | 253.8
2024-03-23 | 266.7 | 257.6 | 342.4 | 247.1 | 288.9 | 292.5 | 262.4168 | 266.96 | 233.298 | 243.369 | 246.7 | 270.3
2024-03-24 | 274 | 238.1 | 377.4 | 276 | 280.6 | 280.1 | 220.1778 | 281.54 | 249.561 | 226.43 | 249.7 | 257.2
2024-03-25 | 285.9 | 248 | 379.5 | 273.5 | 272 | 239.7 | 213.7037 | 273.24 | 251.166 | 237.722 | 253.8 | 221.6
2024-03-26 | 286.1 | 222.5 | 368.8 | 268.3 | 253.4 | 244.4 | 248.411 | 271.02 | 253.9 | 234.09 | 235.4 | 235.9
2024-03-27 | 296.3 | 222.9 | 348.5 | 242.9 | 234.5 | 247.1 | 250.3342 | 305.6 | 233.537 | 230.262 | 217.3 | 251.8
2024-03-28 | 292.1 | 230.5 | 325.5 | 220.3 | 251.5 | 259.4 | 225.9372 | 298.06 | 229.164 | 227.224 | 219.9 | 256.4
2024-03-29 | 296 | 219.1 | 300.1 | 229.2 | 258.8 | 272.7 | 220.0693 | 292.07 | 219.13 | 254.853 | 226 | 274.7
2024-03-30 | 275.2 | 235.5 | 308.3 | 228.4 | 247.4 | 271.5 | 218.4668 | 304.01 | 230 | 275.852 | 235.7 | 306.1
2024-03-31 | 2011/12: 234.7; 2015/16: 264.6; 2019/20: 276.265
500
450
400
350
300
250
200
150
100
Winter (1 October – 31 March)
mcm/d

## Figure 17
Figure 17:Scenario 1 supply and Peak Day capability
Gas Day | GB & Moffat demand | UKCS | Norway | LNG | GB Storage | Storage injection | NTS demand | Continental Europe Imports | Continental Europe exports
2022-10-01 | 148.79 | 101.36 | 80.4 | 58.04 | 0 | 41.01 | 239.8 | 0 | -50
2022-10-02 | 187.88 | 96.98 | 81.5 | 78.66 | 0 | 19.26 | 257.14 | 0 | -50
2022-10-03 | 199.13 | 98.08 | 81.6 | 74.94 | 0 | 5.5 | 254.63 | 0 | -50
2022-10-04 | 174.56 | 101.25 | 74.1 | 55.25 | 0 | 6.03 | 230.59 | 0 | -50
2022-10-05 | 147.02 | 100.1 | 74.9 | 31.22 | 0 | 9.2 | 206.22 | 0 | -50
2022-10-06 | 130.35 | 97.02 | 79 | 13.53 | 0 | 9.2 | 189.55 | 0 | -50 | l
2022-10-07 | 152.84 | 100 | 71.79 | 36.75 | 0 | 5.71 | 208.55 | 0 | -50
2022-10-08 | 137.23 | 102.56 | 65.2 | 25.47 | 0 | 6 | 193.23 | 0 | -50
2022-10-09 | 149.56 | 98.18 | 74.5 | 32.38 | 0 | 5.5 | 205.06 | 0 | -50
2022-10-10 | 143.58 | 102.96 | 74.3 | 21.52 | 0 | 5.2 | 198.78 | 0 | -50
2022-10-11 | 140.69 | 112.31 | 75.9 | 7.68 | 0 | 5.2 | 195.89 | 0 | -50
2022-10-12 | 173.14 | 95.64 | 72.8 | 59.89 | 0 | 5.2 | 228.34 | 0 | -50
2022-10-13 | 180.63 | 101 | 65.5 | 69.22 | 0 | 5.08 | 235.71 | 0 | -50
2022-10-14 | 199.66 | 114.17 | 71.2 | 68.46 | 0 | 4.18 | 253.84 | 0 | -50
2022-10-15 | 195.96 | 110.3 | 76.9 | 62.76 | 0 | 4 | 249.96 | 0 | -50
2022-10-16 | 193.32 | 110.88 | 85.2 | 51.24 | 0 | 4 | 247.32 | 0 | -50
2022-10-17 | 206.55 | 109.66 | 71.6 | 79.29 | 0 | 4 | 260.55 | 0 | -50
2022-10-18 | 201.39 | 110.62 | 56.1 | 88.67 | 0 | 4 | 255.39 | 0 | -50
2022-10-19 | 177.86 | 111.18 | 62.9 | 56.77 | 0 | 3 | 230.86 | 0 | -50
2022-10-20 | 189.97 | 109.44 | 73.8 | 56.74 | 0 | 0 | 239.97 | 0 | -50
2022-10-21 | 229.13 | 114.37 | 75.6 | 89.16 | 0 | 0 | 279.13 | 0 | -50
2022-10-22 | 218.62 | 111.2 | 78.1 | 79.32 | 0 | 0 | 268.62 | 0 | -50
2022-10-23 | 222.03 | 110.39 | 78.1 | 83.54 | 0 | 0 | 272.03 | 0 | -50
2022-10-24 | 216.5 | 113.3 | 79.4 | 73.8 | 0 | 0 | 266.5 | 0 | -50
2022-10-25 | 206.7 | 111.97 | 68.7 | 76.03 | 0 | 0 | 256.7 | 0 | -50
2022-10-26 | 198.51 | 100.51 | 67.09 | 80.91 | 0 | 0 | 248.51 | 0 | -50
2022-10-27 | 213.04 | 108.66 | 56.1 | 98.28 | 0 | 0 | 263.04 | 0 | -50
2022-10-28 | 268.72 | 111.97 | 51.89 | 108.01 | 46.85 | 0 | 318.72 | 0 | -50
2022-10-29 | 265.48 | 116.7 | 58.6 | 105 | 35.18 | 0 | 315.48 | 0 | -50
2022-10-30 | 269.09 | 113.64 | 75.9 | 105 | 24.55 | 0 | 319.09 | 0 | -50
2022-10-31 | 263.46 | 110.09 | 60.2 | 105 | 38.17 | 0 | 313.46 | 0 | -50
2022-11-01 | 204.09 | 109.58 | 61.5 | 89.42 | 0 | 31.4 | 260.49 | 0 | -25
2022-11-02 | 197.6 | 108.03 | 64.4 | 83.47 | 0 | 33.3 | 255.9 | 0 | -25
2022-11-03 | 210.01 | 108.93 | 72.4 | 82.85 | 0 | 29.17 | 264.18 | 0 | -25
2022-11-04 | 219.99 | 111.53 | 70.6 | 73.4 | 0 | 10.54 | 255.53 | 0 | -25
2022-11-05 | 243.17 | 112.29 | 62 | 99 | 0 | 5.12 | 273.29 | 0 | -25
2022-11-06 | 278.88 | 110.8 | 59.6 | 105 | 28.47 | 0 | 303.88 | 0 | -25
2022-11-07 | 250.67 | 108.39 | 58.39 | 105 | 3.89 | 0 | 275.67 | 0 | -25
2022-11-08 | 291 | 105.9 | 60.9 | 105.57 | 43.64 | 0 | 316 | 0 | -25
2022-11-09 | 283.94 | 96.72 | 56.3 | 108.77 | 47.15 | 0 | 308.94 | 0 | -25
2022-11-10 | 267.2 | 110.83 | 61.7 | 105 | 14.67 | 0 | 292.2 | 0 | -25
2022-11-11 | 243.36 | 112.28 | 63 | 104.14 | 0 | 11.06 | 279.42 | 0 | -25
2022-11-12 | 255.27 | 113.42 | 67.7 | 105 | 0 | 5.85 | 286.12 | 0 | -25
2022-11-13 | 292.34 | 112.64 | 66 | 105 | 33.7 | 0 | 317.34 | 0 | -25
2022-11-14 | 298.42 | 110.56 | 50.5 | 112.51 | 49.85 | 0 | 323.42 | 0 | -25
2022-11-15 | 293.84 | 106.55 | 53.7 | 110.3 | 48.29 | 0 | 318.84 | 0 | -25
2022-11-16 | 295.58 | 109.89 | 54.09 | 109.43 | 47.18 | 0 | 320.58 | 0 | -25
2022-11-17 | 288.61 | 109.55 | 55.59 | 106.16 | 42.31 | 0 | 313.61 | 0 | -25
2022-11-18 | 311.2 | 110.95 | 67 | 113.05 | 45.21 | 0 | 336.2 | 0 | -25
2022-11-19 | 318.3 | 111.3 | 65.9 | 120.74 | 45.37 | 0 | 343.3 | 0 | -25
2022-11-20 | 305.21 | 110.14 | 64.1 | 113.91 | 42.05 | 0 | 330.21 | 0 | -25
2022-11-21 | 303.21 | 106.21 | 74.4 | 108.64 | 38.95 | 0 | 328.21 | 0 | -25
2022-11-22 | 272.85 | 99.88 | 77.1 | 105 | 15.87 | 0 | 297.85 | 0 | -25
2022-11-23 | 248.66 | 103.83 | 85.59 | 100.53 | 0 | 16.29 | 289.95 | 0 | -25
2022-11-24 | 244.11 | 104.16 | 73.1 | 103.63 | 0 | 11.79 | 280.9 | 0 | -25
2022-11-25 | 237.88 | 105.56 | 86.9 | 94.89 | 0 | 24.47 | 287.35 | 0 | -25
2022-11-26 | 211.85 | 99.21 | 86.6 | 85.3 | 0 | 34.27 | 271.12 | 0 | -25
2022-11-27 | 239.72 | 100.65 | 86.2 | 97.51 | 0 | 19.64 | 284.36 | 0 | -25
2022-11-28 | 254.44 | 98.84 | 83.3 | 104.8 | 0 | 7.5 | 286.94 | 0 | -25
2022-11-29 | 302.21 | 95.06 | 95.58 | 105 | 31.56 | 0 | 327.21 | 0 | -25
2022-11-30 | 314.67 | 97.23 | 101.69 | 105 | 35.75 | 0 | 339.67 | 0 | -25
2022-12-01 | 311.34 | 97.25 | 92.49 | 92.59 | 39.02 | 0 | 321.34 | 0 | -10
2022-12-02 | 322.18 | 97.75 | 101.8 | 94.57 | 38.07 | 0 | 332.18 | 0 | -10
2022-12-03 | 305.44 | 101.27 | 98.2 | 90 | 25.97 | 0 | 315.44 | 0 | -10
2022-12-04 | 308.78 | 98.69 | 107.89 | 90 | 22.2 | 0 | 318.78 | 0 | -10
2022-12-05 | 278.54 | 105.91 | 104.8 | 89.03 | 0 | 11.21 | 299.75 | 0 | -10
2022-12-06 | 233.37 | 109.36 | 113.9 | 58.33 | 0 | 38.22 | 281.59 | 0 | -10
2022-12-07 | 217.59 | 109.01 | 102.7 | 54.31 | 0 | 38.43 | 266.02 | 0 | -10
2022-12-08 | 218.19 | 106.78 | 98.5 | 59.55 | 0 | 36.63 | 264.82 | 0 | -10
2022-12-09 | 249.66 | 78.06 | 100.59 | 89.76 | 0 | 8.75 | 268.41 | 0 | -10
2022-12-10 | 240.28 | 110.06 | 105.1 | 68.44 | 0 | 33.32 | 283.6 | 0 | -10
2022-12-11 | 285.33 | 100.12 | 99.4 | 90 | 5.81 | 0 | 295.33 | 0 | -10
2022-12-12 | 307.47 | 94.87 | 99.1 | 90 | 33.5 | 0 | 317.47 | 0 | -10
2022-12-13 | 276.88 | 102.17 | 109.2 | 87.9 | 0 | 12.39 | 299.27 | 0 | -10
2022-12-14 | 259.59 | 103.05 | 103.3 | 82.37 | 0 | 19.14 | 288.73 | 0 | -10
2022-12-15 | 260.65 | 107.65 | 107.5 | 79.01 | 0 | 23.51 | 294.16 | 0 | -10
2022-12-16 | 294.55 | 114.71 | 94.8 | 90 | 5.04 | 0 | 304.55 | 0 | -10
2022-12-17 | 314.87 | 114.95 | 89.3 | 90 | 30.62 | 0 | 324.87 | 0 | -10
2022-12-18 | 287.95 | 109.78 | 83.8 | 90 | 14.36 | 0 | 297.95 | 0 | -10
2022-12-19 | 242.79 | 105.94 | 82.3 | 83.14 | 0 | 18.59 | 271.38 | 0 | -10
2022-12-20 | 267.19 | 103.87 | 72.2 | 90 | 11.12 | 0 | 277.19 | 0 | -10
2022-12-21 | 257.55 | 113.48 | 85.2 | 84.82 | 0 | 15.95 | 283.5 | 0 | -10
2022-12-22 | 247.28 | 113.72 | 93.89 | 76.48 | 0 | 26.81 | 284.09 | 0 | -10
2022-12-23 | 222.87 | 114.36 | 75.39 | 73.63 | 0 | 30.51 | 263.38 | 0 | -10
2022-12-24 | 221.45 | 115.04 | 87.7 | 63.53 | 0 | 34.81 | 266.26 | 0 | -10
2022-12-25 | 225.61 | 116.19 | 83.3 | 68.7 | 0 | 32.58 | 268.19 | 0 | -10
2022-12-26 | 227.18 | 115.44 | 83.7 | 70.12 | 0 | 32.08 | 269.26 | 0 | -10
2022-12-27 | 233 | 114.56 | 85.3 | 68.42 | 0 | 25.28 | 268.28 | 0 | -10
2022-12-28 | 215.13 | 113.61 | 81.6 | 44.51 | 0 | 14.59 | 239.72 | 0 | -10
2022-12-29 | 214.07 | 117.72 | 78.9 | 41.25 | 0 | 13.8 | 237.87 | 0 | -10
2022-12-30 | 226.6 | 117.21 | 84.6 | 47.44 | 0 | 12.66 | 249.26 | 0 | -10
2022-12-31 | 249.72 | 114.91 | 91.99 | 62.65 | 0 | 9.83 | 269.55 | 0 | -10
2023-01-01 | 230.9 | 105.48 | 93.6 | 43.37 | 0 | 11.55 | 242.45 | 0 | 0
2023-01-02 | 232.04 | 100 | 96.5 | 46.51 | 0 | 10.97 | 243.01 | 0 | 0
2023-01-03 | 238.33 | 105.1 | 85.3 | 55.81 | 0 | 7.88 | 246.21 | 0 | 0
2023-01-04 | 239.31 | 108.07 | 84 | 51.24 | 0 | 4 | 243.31 | 0 | 0
2023-01-05 | 228.24 | 110.73 | 88.2 | 33.31 | 0 | 4 | 232.24 | 0 | 0
2023-01-06 | 230.56 | 113.56 | 82.3 | 38.7 | 0 | 4 | 234.56 | 0 | 0
2023-01-07 | 211.45 | 111.37 | 86.5 | 17.58 | 0 | 4 | 215.45 | 0 | 0
2023-01-08 | 257.59 | 109.87 | 87.79 | 63.93 | 0 | 4 | 261.59 | 0 | 0
2023-01-09 | 264.19 | 110.18 | 90.1 | 67.92 | 0 | 4 | 268.19 | 0 | 0
2023-01-10 | 260.87 | 106.66 | 87.1 | 71.12 | 0 | 4 | 264.87 | 0 | 0
2023-01-11 | 222.62 | 101.9 | 81.79 | 42.93 | 0 | 4 | 226.62 | 0 | 0
2023-01-12 | 225.01 | 101.81 | 80.8 | 46.4 | 0 | 4 | 229.01 | 0 | 0
2023-01-13 | 235.76 | 122.34 | 83.6 | 33.82 | 0 | 4 | 239.76 | 0 | 0
2023-01-14 | 224.45 | 105.58 | 88.8 | 34.08 | 0 | 4 | 228.45 | 0 | 0
2023-01-15 | 236.15 | 106.68 | 91.6 | 41.88 | 0 | 4 | 240.15 | 0 | 0
2023-01-16 | 230.66 | 102.3 | 93.6 | 38.76 | 0 | 4 | 234.66 | 0 | 0
2023-01-17 | 261.5 | 96.69 | 82.5 | 80 | 2.31 | 0 | 261.5 | 0 | 0
2023-01-18 | 272.25 | 96.42 | 83.6 | 80 | 12.23 | 0 | 272.25 | 0 | 0
2023-01-19 | 292.43 | 108.95 | 74.7 | 80 | 28.78 | 0 | 292.43 | 0 | 0
2023-01-20 | 328.46 | 110.87 | 82.6 | 86.29 | 48.7 | 0 | 328.46 | 0 | 0
2023-01-21 | 334.1 | 110.16 | 78.8 | 94.37 | 50.77 | 0 | 334.1 | 0 | 0
2023-01-22 | 335.06 | 106.79 | 74.4 | 101.37 | 52.51 | 0 | 335.06 | 0 | 0
2023-01-23 | 323.98 | 108.15 | 77.7 | 89.13 | 49 | 0 | 323.98 | 0 | 0
2023-01-24 | 312.48 | 108.65 | 78.1 | 82.12 | 43.61 | 0 | 312.48 | 0 | 0
2023-01-25 | 266.05 | 103.49 | 94.7 | 79.05 | 0 | 11.19 | 277.24 | 0 | 0
2023-01-26 | 247.88 | 97.53 | 81.9 | 79.29 | 0 | 10.84 | 258.72 | 0 | 0
2023-01-27 | 269.56 | 98.63 | 66.9 | 80 | 24.03 | 0 | 269.56 | 0 | 0
2023-01-28 | 271.46 | 96.14 | 68.6 | 80 | 26.73 | 0 | 271.46 | 0 | 0
2023-01-29 | 261.66 | 95.75 | 82.3 | 80 | 3.6 | 0 | 261.66 | 0 | 0
2023-01-30 | 237.1 | 93.81 | 70.9 | 80 | 0 | 7.61 | 244.71 | 0 | 0
2023-01-31 | 217.84 | 92.39 | 71.6 | 73.33 | 0 | 19.48 | 237.32 | 0 | 0
2023-02-01 | 219.81 | 91.02 | 76.5 | 74.73 | 0 | 17.44 | 242.25 | 0 | -5
2023-02-02 | 211.97 | 90.26 | 77.5 | 71.03 | 0 | 21.82 | 238.79 | 0 | -5
2023-02-03 | 226.42 | 80.01 | 82.89 | 79.01 | 0 | 10.49 | 241.91 | 0 | -5
2023-02-04 | 249.51 | 95.08 | 84.89 | 79.86 | 0 | 5.32 | 259.83 | 0 | -5
2023-02-05 | 305.13 | 91.26 | 86.19 | 85.96 | 46.72 | 0 | 310.13 | 0 | -5
2023-02-06 | 315.16 | 89.62 | 84.3 | 97.62 | 48.63 | 0 | 320.16 | 0 | -5
2023-02-07 | 264.94 | 94.2 | 83.09 | 80 | 12.65 | 0 | 269.94 | 0 | -5
2023-02-08 | 239.4 | 97.56 | 81.59 | 77.98 | 0 | 12.73 | 257.13 | 0 | -5
2023-02-09 | 232.25 | 96.31 | 80.3 | 76.07 | 0 | 15.43 | 252.68 | 0 | -5
2023-02-10 | 250.68 | 89.26 | 46.3 | 80 | 40.11 | 0 | 255.68 | 0 | -5
2023-02-11 | 258.95 | 94.75 | 75.6 | 80 | 13.6 | 0 | 263.95 | 0 | -5
2023-02-12 | 280.99 | 100.11 | 80.8 | 80 | 25.08 | 0 | 285.99 | 0 | -5
2023-02-13 | 299.07 | 103.64 | 84.29 | 80 | 36.14 | 0 | 304.07 | 0 | -5
2023-02-14 | 254.97 | 102.21 | 80.5 | 80 | 0 | 2.74 | 262.71 | 0 | -5
2023-02-15 | 216.71 | 107.79 | 79.5 | 64.75 | 0 | 30.33 | 252.04 | 0 | -5
2023-02-16 | 228.1 | 99.04 | 80.7 | 72.42 | 0 | 19.07 | 252.17 | 0 | -5
2023-02-17 | 226.97 | 98.68 | 61.9 | 79.77 | 0 | 8.38 | 240.35 | 0 | -5
2023-02-18 | 238.55 | 101.46 | 66.29 | 79.89 | 0 | 4.09 | 247.64 | 0 | -5
2023-02-19 | 254.84 | 103.83 | 65.1 | 80 | 10.91 | 0 | 259.84 | 0 | -5
2023-02-20 | 254.05 | 102.75 | 84.29 | 79.79 | 0 | 7.78 | 266.83 | 0 | -5
2023-02-21 | 236.69 | 98.64 | 89.69 | 72.43 | 0 | 19.07 | 260.76 | 0 | -5
2023-02-22 | 219.51 | 102.78 | 97.4 | 57.86 | 0 | 33.53 | 258.04 | 0 | -5
2023-02-23 | 228.3 | 95.9 | 85 | 72.01 | 0 | 19.61 | 252.91 | 0 | -5
2023-02-24 | 231.17 | 81.15 | 87.4 | 78.62 | 0 | 11 | 247.17 | 0 | -5
2023-02-25 | 260.36 | 89.27 | 85.9 | 80 | 10.19 | 0 | 265.36 | 0 | -5
2023-02-26 | 286.83 | 97.11 | 83.8 | 80 | 30.93 | 0 | 291.83 | 0 | -5
2023-02-27 | 307.13 | 97.75 | 87.1 | 83.26 | 44.02 | 0 | 312.13 | 0 | -5
2023-02-28 | 279.44 | 95.67 | 91.4 | 80 | 17.37 | 0 | 284.44 | 0 | -5
2023-03-01 | 243.92 | 95.67 | 91.4 | 76.6 | 0 | 14.74 | 263.66 | 0 | -5
2023-03-02 | 246.23 | 98.34 | 95.2 | 40 | 22.69 | 0 | 256.23 | 0 | -10
2023-03-03 | 271.94 | 87.73 | 91.4 | 56.82 | 45.99 | 0 | 281.94 | 0 | -10
2023-03-04 | 294.23 | 87.15 | 91.19 | 70 | 55.89 | 0 | 304.23 | 0 | -10
2023-03-05 | 338.7 | 92.26 | 83.5 | 111.11 | 61.83 | 0 | 348.7 | 0 | -10
2023-03-06 | 313.99 | 98.03 | 85.19 | 84.19 | 56.58 | 0 | 323.99 | 0 | -10
2023-03-07 | 282.44 | 93.52 | 81.1 | 73.38 | 44.44 | 0 | 292.44 | 0 | -10
2023-03-08 | 220.23 | 93.38 | 61.5 | 41.12 | 34.23 | 0 | 230.23 | 0 | -10
2023-03-09 | 219.63 | 81.97 | 77.6 | 40 | 30.06 | 0 | 229.63 | 0 | -10
2023-03-10 | 207.57 | 90.17 | 76.2 | 40 | 11.2 | 0 | 217.57 | 0 | -10
2023-03-11 | 197.86 | 99.6 | 67.6 | 40 | 0.66 | 0 | 207.86 | 0 | -10
2023-03-12 | 234.39 | 104.31 | 78.9 | 40 | 21.17 | 0 | 244.39 | 0 | -10
2023-03-13 | 224.24 | 100.23 | 76.4 | 40 | 17.62 | 0 | 234.24 | 0 | -10
2023-03-14 | 253.81 | 101.53 | 77.9 | 51.11 | 33.27 | 0 | 263.81 | 0 | -10
2023-03-15 | 212.1 | 101.62 | 75.4 | 40 | 5.08 | 0 | 222.1 | 0 | -10
2023-03-16 | 224.12 | 95.52 | 73.8 | 40 | 24.79 | 0 | 234.12 | 0 | -10
2023-03-17 | 215.23 | 100.92 | 78.5 | 40 | 5.81 | 0 | 225.23 | 0 | -10
2023-03-18 | 200.32 | 100.07 | 82.8 | 38.88 | 0 | 11.43 | 221.75 | 0 | -10
2023-03-19 | 261.06 | 100.73 | 69.4 | 65.6 | 35.32 | 0 | 271.06 | 0 | -10
2023-03-20 | 287.91 | 100.82 | 78.8 | 82.56 | 35.73 | 0 | 297.91 | 0 | -10
2023-03-21 | 250.44 | 98.28 | 83.5 | 49.57 | 29.09 | 0 | 260.44 | 0 | -10
2023-03-22 | 222.88 | 88.34 | 75.9 | 42.37 | 26.27 | 0 | 232.88 | 0 | -10
2023-03-23 | 221.59 | 105.16 | 74.6 | 40 | 11.83 | 0 | 231.59 | 0 | -10
2023-03-24 | 192.22 | 104.34 | 70.2 | 38.97 | 0 | 11.29 | 213.51 | 0 | -10
2023-03-25 | 181.57 | 102.28 | 72 | 34.73 | 0 | 17.45 | 209.02 | 0 | -10
2023-03-26 | 231.13 | 96.79 | 66.9 | 49.42 | 28.03 | 0 | 241.13 | 0 | -10
2023-03-27 | 234.55 | 101.36 | 69.7 | 47.11 | 26.38 | 0 | 244.55 | 0 | -10
2023-03-28 | 222.43 | 105.23 | 71.5 | 40 | 15.7 | 0 | 232.43 | 0 | -10
2023-03-29 | 225.35 | 103.57 | 76.2 | 40 | 15.59 | 0 | 235.35 | 0 | -10
2023-03-30 | 219.24 | 99.95 | 81.5 | 40 | 7.79 | 0 | 229.24 | 0 | -10
2023-03-31 | 227.03 | 89.86 | 80.3 | 43.33 | 23.54 | 0 | 237.03 | 0 | -10
Total winter supply |  | 18.7968 | 14.4403 | 13.1933 | 2.3896 |  |  | 0
Average daily flow |  | 103.279 | 79.3424 | 72.4909 | 13.1295 |  |  | 0

## Table 6 & 7
Table 6 (scenario 1): Total winter demand
Type | Total winter demand (bcm) | Column1 | Column2 | Type | Total winter demand (GWh) | Column1 | Column2 | 11000
| 2019/20 | Change | Scenario 1 |  | 2019/20 | Change | Scenario 1
Non-daily metered | 30.9 | -2.6899 | 28.2101 | Non-daily metered | 339900 | -29588.7768 | 310311.2232
Daily metered | 4.5 | 0.093657 | 4.5937 | Daily metered | 49500 | 1030.2219 | 50530.2219
NTS power generation | 10.6 | -2.8 | 7.8 | NTS power generation | 116600 | -30800 | 85800
Continental Europe | 0.5 | 2.555 | 3.055 | Continental Europe | 5500 | 28105 | 33605
Ireland | 2.6 | 1.2552 | 3.8552 | Ireland | 28600 | 13806.6552 | 42406.6552
Total | 49.1 | -1.5861 | 47.5 | Total | 540100 | -17446.8997 | 522500
Table 7 (scenario 1): Total winter supply and utilisation of peak capability
Source | Total winter supply (bcm) | Total winter supply (%) | Utilisation (%) | Source | Total winter supply (GWh) | Total winter supply (%) | Utilisation (%)
| bcm | % |  |  | GWh | %
UKCS | 18.7968 | 38.5022 | 87.79% | UKCS | 206764.58 | 38.5022 | 87.79%
Norway | 14.4403 | 29.5787 | 55.96% | Norway | 158843.41 | 29.5787 | 55.96%
LNG | 13.1933 | 27.0245 | 51.13% | LNG | 145126.74 | 27.0245 | 51.13%
Continental Europe | 0 | 0 | 0% | Continental Europe | 0 | 0 | 0%
GB Storage | 2.3896 | 4.8947 | 80.97% | GB Storage | 26285.27 | 4.8947 | 80.97%
GB Total | 48.82 |  |  | GB Total | 537020
Note: utilisation calculated as average daily supply divided by peak day capacity, except for storage which is calculated as total withdrawals divided by total working volume.
Storage utilisation above 100% can occur when there are multiple cycles of withdrawl and injection over the course of the winter.

## Figure 18
Figure 18:Scenario 2 supply and Peak Day capability
Gas Day | GB & Moffat demand | UKCS | Norway | LNG | GB Storage | Storage injection | NTS demand | Continental Europe Imports | Continental Europe exports
2022-10-01 | 144.86 | 101.36 | 80.4 | 60.79 | 0 | 47.69 | 242.55 | 0 | -50
2022-10-02 | 136.01 | 96.98 | 81.5 | 28.07 | 0 | 20.53 | 206.54 | 0 | -50
2022-10-03 | 143.6 | 98.08 | 81.6 | 25.42 | 0 | 11.5 | 205.1 | 0 | -50
2022-10-04 | 168.47 | 101.25 | 74.1 | 49.77 | 0 | 6.65 | 225.12 | 0 | -50
2022-10-05 | 163.6 | 100.1 | 74.9 | 45.1 | 0 | 6.5 | 220.1 | 0 | -50
2022-10-06 | 168.3 | 97.02 | 79 | 48.77 | 0 | 6.5 | 224.8 | 0 | -50 | l
2022-10-07 | 155 | 100 | 71.79 | 39.71 | 0 | 6.5 | 211.5 | 0 | -50
2022-10-08 | 134.55 | 102.56 | 65.2 | 23.79 | 0 | 7 | 191.55 | 0 | -50
2022-10-09 | 142.68 | 98.18 | 74.5 | 26.5 | 0 | 6.5 | 199.18 | 0 | -50
2022-10-10 | 133.86 | 102.96 | 74.3 | 13.1 | 0 | 6.5 | 190.36 | 0 | -50
2022-10-11 | 167.15 | 112.31 | 75.9 | 34.34 | 0 | 5.4 | 222.55 | 0 | -50
2022-10-12 | 179.33 | 95.64 | 72.8 | 65.89 | 0 | 5 | 234.33 | 0 | -50
2022-10-13 | 191.74 | 101 | 65.5 | 80.24 | 0 | 5 | 246.74 | 0 | -50
2022-10-14 | 187.59 | 114.17 | 71.2 | 57.21 | 0 | 5 | 242.59 | 0 | -50
2022-10-15 | 179.08 | 110.3 | 76.9 | 46.87 | 0 | 5 | 234.08 | 0 | -50
2022-10-16 | 187.29 | 110.88 | 85.2 | 41.21 | 0 | 0 | 237.29 | 0 | -50
2022-10-17 | 188.51 | 109.66 | 71.6 | 57.25 | 0 | 0 | 238.51 | 0 | -50
2022-10-18 | 204.11 | 110.62 | 56.1 | 87.38 | 0 | 0 | 254.11 | 0 | -50
2022-10-19 | 239.56 | 111.18 | 62.9 | 105 | 10.47 | 0 | 289.56 | 0 | -50
2022-10-20 | 258.63 | 109.44 | 73.8 | 105 | 20.4 | 0 | 308.63 | 0 | -50
2022-10-21 | 242.54 | 114.37 | 75.6 | 104.99 | 0 | 2.42 | 294.96 | 0 | -50
2022-10-22 | 222.61 | 111.2 | 78.1 | 93.41 | 0 | 10.1 | 282.71 | 0 | -50
2022-10-23 | 215.76 | 110.39 | 78.1 | 82.27 | 0 | 5 | 270.76 | 0 | -50
2022-10-24 | 241.39 | 113.3 | 79.4 | 101.26 | 0 | 2.57 | 293.96 | 0 | -50
2022-10-25 | 280.41 | 111.97 | 68.7 | 105 | 44.75 | 0 | 330.41 | 0 | -50
2022-10-26 | 249.99 | 100.51 | 67.09 | 105 | 27.38 | 0 | 299.99 | 0 | -50
2022-10-27 | 212.51 | 108.66 | 56.1 | 105 | 0 | 7.25 | 269.76 | 0 | -50
2022-10-28 | 190.07 | 111.97 | 51.89 | 97.7 | 0 | 21.49 | 261.56 | 0 | -50
2022-10-29 | 174.47 | 116.7 | 58.6 | 77.08 | 0 | 27.92 | 252.39 | 0 | -50
2022-10-30 | 178.84 | 113.64 | 75.9 | 45.14 | 0 | 5.84 | 234.68 | 0 | -50
2022-10-31 | 200.42 | 110.09 | 60.2 | 85.13 | 0 | 5 | 255.42 | 0 | -50
2022-11-01 | 227.39 | 109.58 | 61.5 | 76.31 | 0 | 5 | 247.39 | 0 | -15
2022-11-02 | 214.94 | 108.03 | 64.4 | 62.51 | 0 | 5 | 234.94 | 0 | -15
2022-11-03 | 198.39 | 108.93 | 72.4 | 37.05 | 0 | 5 | 218.39 | 0 | -15
2022-11-04 | 170.6 | 111.53 | 70.6 | 4 | 0 | 0.42 | 186.13 | 0 | -15.11
2022-11-05 | 186.51 | 112.29 | 62 | 27.22 | 0 | 0 | 201.51 | 0 | -15
2022-11-06 | 216.6 | 110.8 | 59.6 | 61.2 | 0 | 0 | 231.6 | 0 | -15
2022-11-07 | 244.99 | 108.39 | 58.39 | 93.21 | 0 | 0 | 259.99 | 0 | -15
2022-11-08 | 296.13 | 105.9 | 60.9 | 105 | 39.32 | 0 | 311.13 | 0 | -15
2022-11-09 | 286.58 | 96.72 | 56.3 | 105 | 43.56 | 0 | 301.58 | 0 | -15
2022-11-10 | 294.82 | 110.83 | 61.7 | 105 | 32.28 | 0 | 309.82 | 0 | -15
2022-11-11 | 239.98 | 112.28 | 63 | 99.67 | 0 | 19.97 | 274.95 | 0 | -15
2022-11-12 | 228.39 | 113.42 | 67.7 | 91.43 | 0 | 29.17 | 272.56 | 0 | -15
2022-11-13 | 246.29 | 112.64 | 66 | 100.27 | 0 | 17.62 | 278.91 | 0 | -15
2022-11-14 | 276.76 | 110.56 | 50.5 | 105 | 25.7 | 0 | 291.76 | 0 | -15
2022-11-15 | 308.56 | 106.55 | 53.7 | 111.06 | 52.25 | 0 | 323.56 | 0 | -15
2022-11-16 | 307.18 | 109.89 | 54.09 | 108.69 | 49.52 | 0 | 322.18 | 0 | -15
2022-11-17 | 302.52 | 109.55 | 55.59 | 105.91 | 46.47 | 0 | 317.52 | 0 | -15
2022-11-18 | 280.77 | 110.95 | 67 | 105 | 12.82 | 0 | 295.77 | 0 | -15
2022-11-19 | 275.08 | 111.3 | 65.9 | 105 | 7.89 | 0 | 290.08 | 0 | -15
2022-11-20 | 270.33 | 110.14 | 64.1 | 105 | 6.09 | 0 | 285.33 | 0 | -15
2022-11-21 | 283.03 | 106.21 | 74.4 | 105 | 12.42 | 0 | 298.03 | 0 | -15
2022-11-22 | 294.23 | 99.88 | 77.1 | 105 | 27.25 | 0 | 309.23 | 0 | -15
2022-11-23 | 307.17 | 103.83 | 85.59 | 105 | 27.74 | 0 | 322.17 | 0 | -15
2022-11-24 | 326.6 | 104.16 | 73.1 | 113.57 | 50.77 | 0 | 341.6 | 0 | -15
2022-11-25 | 347.86 | 105.56 | 86.9 | 119.97 | 50.44 | 0 | 362.86 | 0 | -15
2022-11-26 | 358 | 99.21 | 86.6 | 135.11 | 52.09 | 0 | 373 | 0 | -15
2022-11-27 | 382.68 | 100.65 | 94.13 | 140 | 62.89 | 0 | 397.68 | 0 | -15
2022-11-28 | 384.72 | 98.84 | 98.55 | 140 | 62.33 | 0 | 399.72 | 0 | -15
2022-11-29 | 406 | 95.06 | 105 | 140 | 80.94 | 0 | 421 | 0 | -15
2022-11-30 | 399.41 | 97.23 | 105 | 140 | 72.18 | 0 | 414.41 | 0 | -15
2022-12-01 | 424.87 | 97.25 | 105 | 140 | 82.33 | 0 | 424.87 | 0.3 | 0
2022-12-02 | 400.54 | 97.75 | 105 | 140 | 57.79 | 0 | 400.54 | 0 | 0
2022-12-03 | 398.07 | 101.27 | 105 | 140 | 51.8 | 0 | 398.07 | 0 | 0
2022-12-04 | 323.3 | 98.69 | 107.89 | 95 | 21.72 | 0 | 323.3 | 0 | 0
2022-12-05 | 328.07 | 105.91 | 104.8 | 95 | 22.36 | 0 | 328.07 | 0 | 0
2022-12-06 | 401.37 | 109.36 | 113.9 | 140 | 38.1 | 0 | 401.37 | 0 | 0
2022-12-07 | 413.01 | 109.01 | 105 | 140 | 59 | 0 | 413.01 | 0 | 0
2022-12-08 | 397.8 | 106.78 | 105 | 140 | 46.02 | 0 | 397.8 | 0 | 0
2022-12-09 | 348.4 | 78.06 | 102.09 | 140 | 28.25 | 0 | 348.4 | 0 | 0
2022-12-10 | 310.88 | 110.06 | 105.1 | 95 | 0.72 | 0 | 310.88 | 0 | 0
2022-12-11 | 265.5 | 100.12 | 99.4 | 88.16 | 0 | 22.18 | 287.68 | 0 | 0
2022-12-12 | 294.24 | 94.87 | 99.1 | 95 | 5.27 | 0 | 294.24 | 0 | 0
2022-12-13 | 353.2 | 102.17 | 109.2 | 115.18 | 26.65 | 0 | 353.2 | 0 | 0
2022-12-14 | 365.08 | 103.05 | 103.3 | 132.23 | 26.5 | 0 | 365.08 | 0 | 0
2022-12-15 | 358.48 | 107.65 | 107.5 | 118.79 | 24.55 | 0 | 358.48 | 0 | 0
2022-12-16 | 342.75 | 114.71 | 94.8 | 109.9 | 23.34 | 0 | 342.75 | 0 | 0
2022-12-17 | 372.8 | 114.95 | 93.52 | 140 | 24.33 | 0 | 372.8 | 0 | 0
2022-12-18 | 369.71 | 109.78 | 96.12 | 140 | 23.8 | 0 | 369.71 | 0 | 0
2022-12-19 | 379.67 | 105.94 | 100.65 | 140 | 33.08 | 0 | 379.67 | 0 | 0
2022-12-20 | 423.44 | 103.87 | 105 | 140 | 45.28 | 0 | 423.44 | 29.29 | 0
2022-12-21 | 424.25 | 113.48 | 105 | 140 | 41.2 | 0 | 424.25 | 24.57 | 0
2022-12-22 | 394.68 | 113.72 | 105 | 140 | 35.08 | 0 | 394.68 | 0.88 | 0
2022-12-23 | 359.8 | 114.36 | 86.91 | 140 | 18.53 | 0 | 359.8 | 0 | 0
2022-12-24 | 316.83 | 115.04 | 87.7 | 98.55 | 15.54 | 0 | 316.83 | 0 | 0
2022-12-25 | 294.21 | 116.19 | 83.3 | 95 | 0 | 0.28 | 294.49 | 0 | 0
2022-12-26 | 309.97 | 115.44 | 83.7 | 96.16 | 14.67 | 0 | 309.97 | 0 | 0
2022-12-27 | 298.08 | 114.56 | 85.3 | 95 | 3.21 | 0 | 298.08 | 0 | 0
2022-12-28 | 287.67 | 113.61 | 81.6 | 95 | 0 | 2.54 | 290.21 | 0 | 0
2022-12-29 | 250.35 | 117.72 | 78.9 | 83.16 | 0 | 29.44 | 279.79 | 0 | 0
2022-12-30 | 248.43 | 117.21 | 84.6 | 80.26 | 0 | 33.64 | 282.07 | 0 | 0
2022-12-31 | 229.07 | 114.91 | 91.99 | 66.46 | 0 | 44.29 | 273.36 | 0 | 0
2023-01-01 | 235.06 | 105.48 | 93.6 | 75.85 | 0 | 39.88 | 274.94 | 0 | 0
2023-01-02 | 273.38 | 100 | 96.5 | 92.61 | 0 | 15.73 | 289.11 | 0 | 0
2023-01-03 | 303.5 | 105.1 | 85.3 | 95 | 18.1 | 0 | 303.5 | 0 | 0
2023-01-04 | 328.82 | 108.07 | 84 | 113.06 | 23.69 | 0 | 328.82 | 0 | 0
2023-01-05 | 324.63 | 110.73 | 88.2 | 103.34 | 22.36 | 0 | 324.63 | 0 | 0
2023-01-06 | 322.64 | 113.56 | 82.3 | 105.07 | 21.71 | 0 | 322.64 | 0 | 0
2023-01-07 | 304.34 | 111.37 | 86.5 | 95 | 11.46 | 0 | 304.34 | 0 | 0
2023-01-08 | 299.03 | 109.87 | 87.79 | 95 | 6.37 | 0 | 299.03 | 0 | 0
2023-01-09 | 313.8 | 110.18 | 90.1 | 95.34 | 18.19 | 0 | 313.8 | 0 | 0
2023-01-10 | 343.71 | 106.66 | 87.1 | 128.88 | 21.08 | 0 | 343.71 | 0 | 0
2023-01-11 | 342.98 | 101.9 | 81.79 | 138.45 | 20.84 | 0 | 342.98 | 0 | 0
2023-01-12 | 309.81 | 101.81 | 80.8 | 108.49 | 18.71 | 0 | 309.81 | 0 | 0
2023-01-13 | 257.23 | 122.34 | 83.6 | 82.17 | 0 | 30.87 | 288.1 | 0 | 0
2023-01-14 | 224.14 | 105.58 | 88.8 | 71.99 | 0 | 42.23 | 266.37 | 0 | 0
2023-01-15 | 226.04 | 106.68 | 91.6 | 70.54 | 0 | 42.78 | 268.82 | 0 | 0
2023-01-16 | 226.32 | 102.3 | 93.6 | 72.47 | 0 | 42.05 | 268.37 | 0 | 0
2023-01-17 | 285.35 | 96.69 | 82.5 | 95 | 11.17 | 0 | 285.35 | 0 | 0
2023-01-18 | 318.41 | 96.42 | 83.6 | 111.65 | 26.73 | 0 | 318.41 | 0 | 0
2023-01-19 | 327.49 | 108.95 | 74.7 | 118.13 | 25.71 | 0 | 327.49 | 0 | 0
2023-01-20 | 335.01 | 110.87 | 82.6 | 117.02 | 24.51 | 0 | 335.01 | 0 | 0
2023-01-21 | 338.33 | 110.16 | 78.8 | 125.43 | 23.94 | 0 | 338.33 | 0 | 0
2023-01-22 | 312.09 | 106.79 | 74.4 | 108.89 | 22.02 | 0 | 312.09 | 0 | 0
2023-01-23 | 284.63 | 108.15 | 77.7 | 95 | 3.78 | 0 | 284.63 | 0 | 0
2023-01-24 | 302.25 | 108.65 | 78.1 | 95.6 | 19.89 | 0 | 302.25 | 0 | 0
2023-01-25 | 287.45 | 103.49 | 94.7 | 95 | 0 | 5.74 | 293.19 | 0 | 0
2023-01-26 | 311.57 | 97.53 | 81.9 | 111.24 | 20.89 | 0 | 311.57 | 0 | 0
2023-01-27 | 309.33 | 98.63 | 66.9 | 123.22 | 20.58 | 0 | 309.33 | 0 | 0
2023-01-28 | 326.99 | 96.14 | 70.12 | 140 | 20.73 | 0 | 326.99 | 0 | 0
2023-01-29 | 341.19 | 95.75 | 85.18 | 140 | 20.26 | 0 | 341.19 | 0 | 0
2023-01-30 | 329.7 | 93.81 | 76.49 | 140 | 19.39 | 0 | 329.7 | 0 | 0
2023-01-31 | 359.95 | 92.39 | 105 | 96.41 | 38.33 | 0 | 359.95 | 27.82 | 0
2023-02-01 | 328.73 | 91.02 | 105 | 80 | 27.48 | 0 | 328.73 | 25.23 | 0
2023-02-02 | 306.66 | 90.26 | 105 | 80 | 23.39 | 0 | 306.66 | 8.01 | 0
2023-02-03 | 279.18 | 80.01 | 105 | 80 | 14.18 | 0 | 279.18 | 0 | 0
2023-02-04 | 233.5 | 95.08 | 84.89 | 74.2 | 0 | 20.67 | 254.17 | 0 | 0
2023-02-05 | 220.18 | 91.26 | 86.19 | 69.8 | 0 | 27.06 | 247.24 | 0 | 0
2023-02-06 | 216.85 | 89.62 | 84.3 | 69.87 | 0 | 26.95 | 243.8 | 0 | 0
2023-02-07 | 240.63 | 94.2 | 83.09 | 78.2 | 0 | 14.86 | 255.49 | 0 | 0
2023-02-08 | 256.15 | 97.56 | 81.59 | 80 | 0 | 3.01 | 259.16 | 0 | 0
2023-02-09 | 268.93 | 96.31 | 80.3 | 80 | 12.32 | 0 | 268.93 | 0 | 0
2023-02-10 | 253.77 | 89.26 | 46.3 | 99.92 | 18.29 | 0 | 253.77 | 0 | 0
2023-02-11 | 222.36 | 94.75 | 75.6 | 73.58 | 0 | 21.57 | 243.93 | 0 | 0
2023-02-12 | 226.38 | 100.11 | 80.8 | 70.91 | 0 | 25.44 | 251.82 | 0 | 0
2023-02-13 | 239.85 | 103.64 | 84.29 | 73.54 | 0 | 21.63 | 261.48 | 0 | 0
2023-02-14 | 263.68 | 102.21 | 80.5 | 80 | 0.96 | 0 | 263.68 | 0 | 0
2023-02-15 | 272.42 | 107.79 | 79.5 | 80 | 5.13 | 0 | 272.42 | 0 | 0
2023-02-16 | 256.99 | 99.04 | 80.7 | 80 | 0 | 2.75 | 259.74 | 0 | 0
2023-02-17 | 261.92 | 98.68 | 61.9 | 81.69 | 19.65 | 0 | 261.92 | 0 | 0
2023-02-18 | 262.13 | 101.46 | 66.29 | 80 | 14.38 | 0 | 262.13 | 0 | 0
2023-02-19 | 263.15 | 103.83 | 65.1 | 80 | 14.23 | 0 | 263.15 | 0 | 0
2023-02-20 | 272.19 | 102.75 | 84.29 | 80 | 5.15 | 0 | 272.19 | 0 | 0
2023-02-21 | 293.98 | 98.64 | 89.69 | 86.85 | 18.8 | 0 | 293.98 | 0 | 0
2023-02-22 | 276.98 | 102.78 | 97.4 | 80 | 0 | 3.21 | 280.19 | 0 | 0
2023-02-23 | 243.94 | 95.9 | 85 | 78.08 | 0 | 15.04 | 258.98 | 0 | 0
2023-02-24 | 204.14 | 81.15 | 87.4 | 66.88 | 0 | 31.29 | 235.43 | 0 | 0
2023-02-25 | 194.7 | 89.27 | 85.9 | 60.23 | 0 | 40.7 | 235.4 | 0 | 0
2023-02-26 | 213.52 | 97.11 | 83.8 | 65.67 | 0 | 33.05 | 246.57 | 0 | 0
2023-02-27 | 231.4 | 97.75 | 87.1 | 71.35 | 0 | 24.8 | 256.2 | 0 | 0
2023-02-28 | 279.71 | 95.67 | 91.4 | 80 | 12.64 | 0 | 279.71 | 0 | 0
2023-03-01 | 279.71 | 95.67 | 91.4 | 80 | 12.64 | 0 | 279.71 | 0 | 0
2023-03-02 | 292.85 | 98.34 | 95.2 | 99.89 | 34.42 | 0 | 327.85 | 0 | -35
2023-03-03 | 290.47 | 87.73 | 105 | 59.32 | 52.66 | 0 | 304.72 | 0 | -14.25
2023-03-04 | 284.49 | 87.15 | 105 | 40 | 48.1 | 0 | 284.49 | 4.23 | 0
2023-03-05 | 265.28 | 92.26 | 105 | 40 | 42.95 | 0 | 280.22 | 0 | -14.94
2023-03-06 | 263.26 | 98.03 | 105 | 40 | 32.2 | 0 | 275.23 | 0 | -11.97
2023-03-07 | 266.62 | 93.52 | 105 | 40 | 35.3 | 0 | 273.82 | 0 | -7.2
2023-03-08 | 281.87 | 93.38 | 105 | 40 | 33.68 | 0 | 281.87 | 9.81 | 0
2023-03-09 | 252.68 | 81.97 | 105 | 40 | 30.46 | 0 | 257.43 | 0 | -4.75
2023-03-10 | 236.95 | 90.17 | 105 | 40 | 21.55 | 0 | 256.73 | 0 | -19.78
2023-03-11 | 212.07 | 99.6 | 94.43 | 40 | 13.04 | 0 | 247.07 | 0 | -35
2023-03-12 | 207.47 | 104.31 | 86.13 | 40 | 12.02 | 0 | 242.47 | 0 | -35
2023-03-13 | 204.77 | 100.23 | 87.79 | 40 | 11.76 | 0 | 239.77 | 0 | -35
2023-03-14 | 213.67 | 101.53 | 95.33 | 40 | 11.82 | 0 | 248.67 | 0 | -35
2023-03-15 | 223.38 | 101.62 | 104.79 | 40 | 11.97 | 0 | 258.38 | 0 | -35
2023-03-16 | 211.04 | 95.52 | 98.93 | 40 | 11.59 | 0 | 246.04 | 0 | -35
2023-03-17 | 220.47 | 100.92 | 103.31 | 40 | 11.24 | 0 | 255.47 | 0 | -35
2023-03-18 | 227.46 | 100.07 | 105 | 40 | 14.84 | 0 | 259.9 | 0 | -32.44
2023-03-19 | 230.89 | 100.73 | 105 | 40 | 15.01 | 0 | 260.74 | 0 | -29.85
2023-03-20 | 224.78 | 100.82 | 105 | 40 | 13.16 | 0 | 258.98 | 0 | -34.2
2023-03-21 | 208.55 | 98.28 | 96.1 | 40 | 9.18 | 0 | 243.55 | 0 | -35
2023-03-22 | 204.91 | 88.34 | 101.84 | 40 | 9.73 | 0 | 239.91 | 0 | -35
2023-03-23 | 191.1 | 105.16 | 74.6 | 40 | 6.34 | 0 | 226.1 | 0 | -35
2023-03-24 | 168.76 | 104.34 | 70.2 | 40 | 0 | 10.78 | 214.54 | 0 | -35
2023-03-25 | 156.29 | 102.28 | 72 | 35.62 | 0 | 18.61 | 209.9 | 0 | -35
2023-03-26 | 152.44 | 96.79 | 66.9 | 38.37 | 0 | 14.62 | 202.06 | 0 | -35
2023-03-27 | 182.69 | 101.36 | 69.7 | 40 | 6.63 | 0 | 217.69 | 0 | -35
2023-03-28 | 186.67 | 105.23 | 71.5 | 40 | 4.94 | 0 | 221.67 | 0 | -35
2023-03-29 | 189.76 | 103.57 | 76.2 | 40 | 4.99 | 0 | 224.76 | 0 | -35
2023-03-30 | 185.26 | 99.95 | 81.5 | 40 | 0 | 1.19 | 221.45 | 0 | -35
2023-03-31 | 191.41 | 89.86 | 80.3 | 45.8 | 10.45 | 0 | 226.41 | 0 | -35
Total winter supply |  | 18.7968 | 15.1977 | 15.39 | 2.8768 |  |  | 0.13014
Average daily flow |  | 103.279 | 83.504 | 84.5607 | 15.8065 |  |  | 0.71505

## Tables 8 & 9
Table 8 (scenario 2): Total winter demand
Type | Total winter demand (bcm) | Column1 | Column2 | Type | Total winter demand (GWh) | Column1 | Column2 | 11000
| 2010/11 | Change | Scenario 2 |  | 2010/11 | Change | Scenario 2
Non-daily metered | 34.6 | -3.6389 | 30.9611 | Non-daily metered | 380600 | -40027.5704 | 340572.4296
Daily metered | 5.8 | -1.1358 | 4.6642 | Daily metered | 63800 | -12493.3907 | 51306.6093
NTS power generation | 12.5 | -3.7 | 8.8 | NTS power generation | 137500 | -40700 | 96800
Continental Europe | 2.1 | 0.73449 | 2.8345 | Continental Europe | 23100 | 8079.39 | 31179.39
Ireland | 3.6 | 0.4 | 4 | Ireland | 39600 | 4400 | 44000
Total | 58.6 | -7.3401 | 51.2 | Total | 644600 | -80741.5711 | 563200
Table 9 (scenario 2): Total winter supply and utilisation of peak capability
Source | Total winter supply (bcm) | Column1 | Utilisation (%) | Source | Total winter supply (GWh) | Column1 | Utilisation (%)
| bcm | % |  |  | bcm | %
UKCS | 18.7968 | 35.8776 | 87.79% | UKCS | 206764.58 | 31 | 87.79%
Norway | 15.1977 | 29.008 | 58.9% | Norway | 167174.92 | 32 | 58.9%
LNG | 15.39 | 29.3751 | 59.64% | LNG | 169290.44 | 31 | 59.64%
Continental Europe | 0.13014 | 0.2484 | 0.5689% | Continental Europe | 1431.54 | 1 | 0.5689%
GB Storage | 2.8768 | 5.4909 | 97.48% | GB Storage | 31644.58 | 4 | 97.48%
GB Total | 52.3915 |  |  | GB Total | 576306.06
Note: utilisation calculated as average daily supply divided by peak day capacity, except for storage which is calculated as total withdrawals divided by total working volume.
Storage utilisation above 100% can occur when there are multiple cycles of withdrawl and injection over the course of the winter.

## Table 10
Table 10 (scenario 3): GB Storage stock levels
Storage % full | Total storage stock on first day of cold snap (mcm) | Total storage supply during cold snap (mcm) | 11
75 | 1578.4 | 427.08
25 | 730.39 | 211.26
Storage % full | Total storage stock on first day of cold snap (GWh) | Total storage supply during cold snap (GWh)
75 | 17362.4 | 4697.88
25 | 8034.29 | 2323.86

## Figure 19a
GasDay | UKCS | Norway | IUK_BBL | LNG | storage_max_with | storage_with
2024-02-21 | 98.64 | 89.69 | 0 | 120 | 99.28 | 0
2024-02-22 | 102.78 | 97.4 | 0 | 120 | 99.28 | 2.47
2024-02-23 | 95.9 | 85 | 0 | 120 | 99.28 | 0.96
2024-02-24 | 81.15 | 87.4 | 0 | 118.79 | 99.28 | 0
2024-02-25 | 89.27 | 85.9 | 0 | 119.69 | 99.28 | 0
2024-02-26 | 97.11 | 92.53 | 0 | 140 | 99.43 | 41.4
2024-02-27 | 97.75 | 105 | 0 | 140 | 99.19 | 52.88
2024-02-28 | 95.67 | 105 | 0 | 140 | 98.21 | 69.87
2024-02-29 | 95.67 | 105 | 0 | 140 | 96.12 | 69.87
2024-03-01 | 98.34 | 105 | 0 | 140 | 92.12 | 72.57
2024-03-02 | 87.73 | 105 | 0 | 140 | 85.34 | 52.91
2024-03-03 | 87.15 | 91.19 | 0 | 140 | 80.28 | 6.44
2024-03-04 | 92.26 | 83.5 | 0 | 121.4 | 79.86 | 4.03
2024-03-05 | 98.03 | 85.19 | 0 | 140 | 79.86 | 9.8
2024-03-06 | 93.52 | 81.1 | 0 | 140 | 79.28 | 14.29
2024-03-07 | 93.38 | 65.62 | 0 | 140 | 78.25 | 29.59

## Figure 19b
GasDay | UKCS | Norway | IUK_BBL | LNG | storage_max_with | storage_with
2024-02-21 | 98.64 | 89.69 | 0 | 120 | 41.01 | 0
2024-02-22 | 102.78 | 97.4 | 0 | 120 | 41.01 | 2.47
2024-02-23 | 95.9 | 85 | 0 | 120 | 40.72 | 0.96
2024-02-24 | 81.15 | 87.4 | 0 | 119.79 | 40.72 | 0
2024-02-25 | 89.27 | 85.9 | 0 | 120 | 41.01 | 0
2024-02-26 | 97.11 | 100.4 | 0 | 141 | 41.61 | 32.53
2024-02-27 | 97.75 | 105 | 19.77 | 141 | 38.33 | 32.11
2024-02-28 | 95.67 | 105 | 39.62 | 141 | 34.79 | 29.25
2024-02-29 | 95.67 | 105 | 42.91 | 141 | 30.93 | 25.97
2024-03-01 | 98.34 | 105 | 48.04 | 141 | 27.78 | 23.53
2024-03-02 | 87.73 | 105 | 31.2 | 141 | 24.81 | 20.7
2024-03-03 | 87.15 | 91.19 | 0 | 139.54 | 22.23 | 6.9
2024-03-04 | 92.26 | 83.5 | 0 | 120.77 | 21.65 | 4.66
2024-03-05 | 98.03 | 85.19 | 0 | 141 | 21.34 | 8.8
2024-03-06 | 93.52 | 82.77 | 0 | 141 | 20.37 | 11.62
2024-03-07 | 93.38 | 82.45 | 0 | 141 | 19.21 | 11.76

## Figure 20
Figure 19: Min, Max Avg Demand by source
LDZ
| Gas Year | Max | Min | Avg
| 2017/18 | 357.1 | 76.7 | 200.3665
| 2018/19 | 289.3 | 69.9 | 180.7841
| 2019/20 | 249.36 | 95.9 | 187.8044
| 2020/21 | 307.8 | 105.3 | 192.5753
| 2021/22 | 258.8 | 78.4 | 173.0297
| 2022/23 | 279.7 | 71.1 | 156.9192
Power
| Gas Year | Max | Min | Avg
| 2017/18 | 90.36 | 25.62 | 59.924
| 2018/19 | 97.16 | 27.59 | 57.7298
| 2019/20 | 89.95 | 20.33 | 49.8042
| 2020/21 | 87.36 | 15.01 | 53.0004
| 2021/22 | 89.5 | 14.29 | 49.667
| 2022/23 | 95.39 | 9.4 | 48.3837
Industrial
| Gas Year | Max | Min | Avg
| 2017/18 | 12.329 | 7.666 | 10.741
| 2018/19 | 13.291 | 7.277 | 10.3772
| 2019/20 | 16.92 | 6.69 | 11.0849
| 2020/21 | 20.96 | 8.11 | 11.5604
| 2021/22 | 8.03 | 3.861 | 6.0371
| 2022/23 | 8.301 | 2.609 | 5.2654
Storage Injection
| Gas Year | Max | Min | Avg
| 2017/18 | 65.25 | 0 | 15.3094
| 2018/19 | 59.75 | 0 | 10.4899
| 2019/20 | 45.72 | 0 | 9.3673
| 2020/21 | 51.64 | 0 | 9.874
| 2021/22 | 42.63 | 0 | 9.2051
| 2022/23 | 57.88 | 0 | 16.6855

## Figure 21
Figure 20: Min, Max Avg Supply by source
LNG
| Gas Year | Max | Min | Avg
| 2017/18 | 84.78 | 5.02 | 9.9847
| 2018/19 | 89.3 | 5.04 | 42.9524
| 2019/20 | 137.8 | 36 | 73.1847
| 2020/21 | 121.4 | 6.5 | 62.6764
| 2021/22 | 121.4 | 6.5 | 62.6764
| 2022/23 | 131 | 27.9 | 86.3786
Terminal
| Gas Year | Max | Min | Avg
| 2017/18 | 252 | 148.9 | 222.1989
| 2018/19 | 245.71 | 158.77 | 204.7479
| 2019/20 | 227.8 | 120.5 | 186.5404
| 2020/21 | 228.36 | 146.73 | 196.2066
| 2021/22 | 228.47 | 150.48 | 196.5468
| 2022/23 | 223.25 | 135.54 | 182.6385
Storage Withdrawal
| Gas Year | Max | Min | Avg
| 2017/18 | 90.49 | 1.96 | 25.9162
| 2018/19 | 59.39 | 0.01 | 12.183
| 2019/20 | 57.54 | 0 | 15.2006
| 2020/21 | 81.78 | 0 | 12.5579
| 2021/22 | 58.92 | 0 | 12.662
| 2022/23 | 74.29 | 0 | 17.613
Import
| Gas Year | Max | Min | Avg
| 2017/18 | 110.8 | 0 | 43.8775
| 2018/19 | 71.95 | 0 | 12.88
| 2019/20 | 25.55 | 0 | 2.5483
| 2020/21 | 97.85 | 0 | 26.3185
| 2021/22 | 32.27 | 0 | 3.4959
| 2022/23 | 7.786 | 0 | 0.30777

## Figure 22
Figure 21: The normal distribution of temperature (expressed as CWV) in the UK from 1992 to 2022
1992-2022 CWV mean | 6.001 |  | Winter no. | Winter average | Normal distribution | 10th percentile | 50th percentile | 90th percentile
1992-2022 CWV standard deviation | 0.61458 |  | 1 | 4.7902 | 0.093227 | 5.21 | 6 | 6.79 | 0
|  |  | 2 | 5.098 | 0.22057 | 5.21 | 6 | 6.79 | 0.1
|  |  | 3 | 5.1041 | 0.2238 | 5.21 | 6 | 6.79 | 0.2
|  | 2010/11 | 4 | 5.1814 | 0.26675 | 5.21 | 6 | 6.79 | 0.3
|  |  | 5 | 5.2377 | 0.30016 | 5.21 | 6 | 6.79 | 0.4
|  |  | 6 | 5.3805 | 0.3899 | 5.21 | 6 | 6.79 | 0.5
|  |  | 7 | 5.4062 | 0.40637 | 5.21 | 6 | 6.79 | 0.6
|  |  | 8 | 5.4589 | 0.43993 | 5.21 | 6 | 6.79 | 0.7
|  |  | 9 | 5.5862 | 0.51691 | 5.21 | 6 | 6.79 | 0.8
|  | 2017/18 | 10 | 5.5939 | 0.52127 | 5.21 | 6 | 6.79 | 0.9
|  |  | 11 | 5.6539 | 0.55341 | 5.21 | 6 | 6.79 | 1
|  |  | 12 | 5.9244 | 0.6441 | 5.21 | 6 | 6.79 | 1.1
|  |  | 13 | 5.9355 | 0.64545 | 5.21 | 6 | 6.79 | 1.2
|  |  | 14 | 5.9861 | 0.64894 | 5.21 | 6 | 6.79
|  |  | 15 | 5.9962 | 0.64911 | 5.21 | 6 | 6.79
|  |  | 16 | 6.1465 | 0.63119 | 5.21 | 6 | 6.79
|  |  | 17 | 6.1623 | 0.62716 | 5.21 | 6 | 6.79
|  |  | 18 | 6.2048 | 0.61442 | 5.21 | 6 | 6.79
|  |  | 19 | 6.2522 | 0.59713 | 5.21 | 6 | 6.79
|  | 2019/20 | 20 | 6.2621 | 0.59312 | 5.21 | 6 | 6.79
|  |  | 21 | 6.3097 | 0.57221
|  |  | 22 | 6.3337 | 0.56064
|  |  | 23 | 6.5614 | 0.42831 |  | Year | CWV
|  |  | 24 | 6.5772 | 0.41828 |  | 2010/22 | 5.18
|  |  | 25 | 6.6762 | 0.35499 |  | 2017/28 | 5.59
|  |  | 26 | 6.6939 | 0.34378 |  | 2019/20 | 6.26
|  |  | 27 | 6.8215 | 0.26628
|  |  | 28 | 6.8447 | 0.25299
|  |  | 29 | 6.8572 | 0.246
|  |  | 30 | 6.9938 | 0.17605